## Feb 21 Historical data for dist
ApplStandard | Brand | Country | In_Voltage | Model No | Family Name | model_comply | N-Standard | network_voltage | Out_Voltage | Output | powersupply | Sold_in | Submit_ID | SubmitStatus | SWERType | tested_PE | ExpDate | GrandDate | Product Class | Transformer Type | Availability Status | Product Website | Representative Brand URL
AS/NZS 2374.1.2:2003/Amdt 1:2005 | ABB | New Zealand | 11000 | XK15NHM3H |  |  | AS 2374.1 | 11kV | 415 | 1500 | Three Phase | New Zealand | 45502 | Approved | FALSE | 99.38 |  |  | Class 2 | Oil Immersed | Unavailable |  | http://www.abb.co.nz
AS/NZS 2374.1.2:2003/Amdt 1:2005 | ABB | Vietnam | 11000 | X200NHW3H |  | TRUE | AS 60076.1:2005 | 11kV | 415 | 200 | Three Phase | New Zealand | 110341 | Approved | FALSE | 99.14 | 2117-10-02 |  | Class 2 | Oil Immersed | Available | http://new.abb.com/vn | http://www.abb.co.nz
AS/NZS 2374.1.2:2003/Amdt 1:2005 | ABB | Vietnam | 11000 | X015NGS3I |  | TRUE | AS 60076.1:2005 | 11kV | 240 | 15 | Single Phase | New Zealand | 108414 | Approved | FALSE | 98.63 | 2117-10-02 |  | Class 1 | Oil Immersed | Available |  | http://www.abb.co.nz
AS/NZS 2374.1.2:2003/Amdt 1:2005 | ABB | Vietnam | 11000 | X100NHW3L |  | FALSE | AS 60076.1:2005 | 11kV | 415 | 100 | Three Phase | New Zealand | 107875 | Approved | FALSE | 98.96 | 2117-10-02 |  | Class 2 | Oil Immersed | Available | http://new.abb.com/vn | http://www.abb.co.nz
AS/NZS 2374.1.2:2003/Amdt 1:2005 | VIJAI | India | 11000 | 16kVA;11000/250 1 Phase |  |  | AS 2374.1 | 11kV | 250 | 16 | Single Phase | Australia | 49483 | Expired | FALSE | 98.68 | 2013-10-01 | 2013-07-23 | Class 1 | Oil Immersed | Unavailable |  | http://www.vijaielectricals.com
AS/NZS 2374.1.2:2003/Amdt 1:2005 | ABB | Vietnam | 11000 | X150NHW3E |  | TRUE | AS 60076.1:2005 | 11kV | 415 | 150 | Three Phase | New Zealand | 115750 | Approved | FALSE | 99.06 | 2118-07-26 |  | Class 2 | Oil Immersed | Available | http://new.abb.com/vn | http://www.abb.co.nz
AS/NZS 2374.1.2:2003/Amdt 1:2005 | ABB | Vietnam | 11000 | X300NHM3R |  | TRUE | AS 60076.1:2005 | 11kV | 415 | 300 | Three Phase | New Zealand | 110405 | Approved | FALSE | 99.24 | 2117-10-05 |  | Class 2 | Oil Immersed | Available | http://new.abb.com/vn | http://www.abb.co.nz
AS/NZS 2374.1.2:2003/Amdt 1:2005 | ABB | Vietnam | 11000 | X500NHM3S |  | TRUE | AS 60076.1:2005 | 11kV | 415 | 500 | Three Phase | New Zealand | 110412 | Approved | FALSE | 99.3 | 2117-10-05 |  | Class 2 | Oil Immersed | Available | http://new.abb.com/vn | http://www.abb.co.nz
AS/NZS 2374.1.2:2003/Amdt 1:2005 | ABB | Vietnam | 11000 | X750NHM3I |  | TRUE | AS 60076.1:2005 | 11kV | 415 | 750 | Three Phase | New Zealand | 110415 | Approved | FALSE | 99.36 | 2117-10-05 |  | Class 2 | Oil Immersed | Available | http://new.abb.com/vn | http://www.abb.co.nz
AS/NZS 2374.1.2:2003/Amdt 1:2005 | ABB | Vietnam | 22000 | X015PAS3A |  | TRUE | AS 60076.1:2005 | 22kV | 240 | 15 | Single Phase | New Zealand | 110416 | Approved | FALSE | 98.66 | 2117-10-05 |  | Class 1 | Oil Immersed | Available | http://new.abb.com/vn | http://www.abb.co.nz
AS/NZS 2374.1.2:2003/Amdt 1:2005 | ABB | Vietnam | 11000 | X075NHW3I |  | TRUE | AS 60076.1:2005 | 11kV | 415 | 75 | Three Phase | New Zealand | 110418 | Approved | FALSE | 99.02 | 2117-10-05 |  | Class 2 | Oil Immersed | Unavailable | http://new.abb.com/vn | http://www.abb.co.nz
AS/NZS 2374.1.2:2003/Amdt 1:2005 | ABB | Vietnam | 11000 | X150NHW3E |  | TRUE | AS 60076.1:2005 | 11kV | 415 | 150 | Three Phase | New Zealand | 45503 | Superseded | FALSE | 99.13 | 2117-10-02 | 2018-07-26 | Class 5 | Dry Type | Available | http://new.abb.com/vn | http://www.abb.co.nz
AS/NZS 2374.1.2:2003/Amdt 1:2005 | ETEL | New Zealand | 22000 | D221 |  |  | AS 2374.1 | 22kV | 433 | 63 | Three Phase | Australia,New Zealand | 17193 | Approved | FALSE | 98.62 |  |  | Class 2 | Oil Immersed | Unavailable
AS/NZS 2374.1.2:2003/Amdt 1:2005 | ABB | New Zealand | 11000 | X030NGS3G |  |  | AS 2374.1 | 11kV | 240 | 30 | Single Phase | New Zealand | 16885 | Approved | FALSE | 98.9 |  |  | Class 1 | Oil Immersed | Unavailable
AS/NZS 2374.1.2:2003/Amdt 1:2005 | ABB | Vietnam | 11000 | X050NHW3M |  | FALSE | AS 60076.1:2005 | 11kV | 415 | 50 | Three Phase | New Zealand | 108406 | Approved | FALSE | 98.68 | 2117-09-04 |  | Class 2 | Oil Immersed | Available | http://new.abb.com/vn | http://www.abb.co.nz
AS/NZS 2374.1.2:2003/Amdt 1:2005 | ETEL Limited | New Zealand | 11000 | D348 | D348 | FALSE | AS 60076.1:2005 | 11kV | 415 | 30 | Three Phase | New Zealand | 123138 | Approved | FALSE | 98.41 | 2119-07-29 |  | Class 2 | Oil Immersed | Available | http://www.eteltransformers.co.nz/
AS/NZS 2374.1.2:2003/Amdt 1:2005 | ETEL Limited | New Zealand | 11000 | D813 | D348 | FALSE | AS 60076.1:2005 | 11kV | 415 | 30 | Three Phase | New Zealand | 123138 | Approved | FALSE | 98.41 | 2119-07-29 |  | Class 2 | Oil Immersed | Available | http://www.eteltransformers.co.nz/
AS/NZS 2374.1.2:2003/Amdt 1:2005 | ETEL Limited | New Zealand | 11000 | D585 | D348 | FALSE | AS 60076.1:2005 | 11kV | 415 | 30 | Three Phase | New Zealand | 123138 | Approved | FALSE | 98.41 | 2119-07-29 |  | Class 2 | Oil Immersed | Available | http://www.eteltransformers.co.nz/
AS/NZS 2374.1.2:2003/Amdt 1:2005 | ETEL Limited | New Zealand | 11000 | D342 | D348 | FALSE | AS 60076.1:2005 | 11kV | 415 | 30 | Three Phase | New Zealand | 123138 | Approved | FALSE | 98.41 | 2119-07-29 |  | Class 2 | Oil Immersed | Available | http://www.eteltransformers.co.nz/
AS/NZS 2374.1.2:2003/Amdt 1:2005 | ETEL Limited | New Zealand | 11000 | D921 | D348 | FALSE | AS 60076.1:2005 | 11kV | 415 | 30 | Three Phase | New Zealand | 123138 | Approved | FALSE | 98.41 | 2119-07-29 |  | Class 2 | Oil Immersed | Available | http://www.eteltransformers.co.nz/
AS/NZS 2374.1.2:2003/Amdt 1:2005 | ETEL Limited | New Zealand | 11000 | D679 | D348 | FALSE | AS 60076.1:2005 | 11kV | 415 | 30 | Three Phase | New Zealand | 123138 | Approved | FALSE | 98.41 | 2119-07-29 |  | Class 2 | Oil Immersed | Available | http://www.eteltransformers.co.nz/
AS/NZS 2374.1.2:2003/Amdt 1:2005 | ETEL Limited | New Zealand | 11000 | D356 | D348 | FALSE | AS 60076.1:2005 | 11kV | 415 | 30 | Three Phase | New Zealand | 123138 | Approved | FALSE | 98.41 | 2119-07-29 |  | Class 2 | Oil Immersed | Available | http://www.eteltransformers.co.nz/
AS/NZS 2374.1.2:2003/Amdt 1:2005 | ETEL Limited | New Zealand | 11000 | D348 | D348 | FALSE | AS 60076.1:2005 | 11kV | 415 | 30 | Three Phase | New Zealand | 123138 | Approved | FALSE | 98.41 | 2119-07-29 |  | Class 2 | Oil Immersed | Available | http://www.eteltransformers.co.nz/
AS/NZS 2374.1.2:2003/Amdt 1:2005 | ETEL Limited | New Zealand | 11000 | D137 | D348 | FALSE | AS 60076.1:2005 | 11kV | 415 | 30 | Three Phase | New Zealand | 123138 | Approved | FALSE | 98.41 | 2119-07-29 |  | Class 2 | Oil Immersed | Available | http://www.eteltransformers.co.nz/
AS/NZS 2374.1.2:2003/Amdt 1:2005 | ETEL | New Zealand | 11000 | D098 |  |  | AS 2374.1 | 11kV | 415 | 500 | Three Phase | Australia,New Zealand | 17186 | Approved | FALSE | 99.13 |  |  | Class 2 | Oil Immersed | Unavailable
AS/NZS 2374.1.2:2003/Amdt 1:2005 | ETEL | New Zealand | 11000 | D255 |  |  | AS 2374.1 | 11kV | 250 | 50 | Single Phase | Australia,New Zealand | 17933 | Approved | FALSE | 98.9 |  |  | Class 1 | Oil Immersed | Unavailable
AS/NZS 2374.1.2:2003/Amdt 1:2005 | VIJAI | India | 11000 | 315kVA;11000/433 3 Phase |  |  | AS 2374.1 | 11kV | 433 | 315 | Three Phase | Australia | 49489 | Expired | FALSE | 99.45 | 2013-10-01 | 2013-07-23 | Class 2 | Oil Immersed | Unavailable |  | http://www.vijaielectricals.com
AS/NZS 2374.1.2:2003/Amdt 1:2005 | ETEL Limited | New Zealand | 11000 | D908 | D908 | FALSE | AS 60076.1:2005 | 11kV | 415 | 2000 | Three Phase | New Zealand | 123164 | Approved | FALSE | 99.43 | 2119-07-31 |  | Class 2 | Oil Immersed | Available | http://www.eteltransformers.co.nz/
AS/NZS 2374.1.2:2003/Amdt 1:2005 | ETEL Limited | New Zealand | 11000 | D626 | D908 | FALSE | AS 60076.1:2005 | 11kV | 415 | 2000 | Three Phase | New Zealand | 123164 | Approved | FALSE | 99.43 | 2119-07-31 |  | Class 2 | Oil Immersed | Available | http://www.eteltransformers.co.nz/
AS/NZS 2374.1.2:2003/Amdt 1:2005 | ETEL Limited | New Zealand | 11000 | D906 | D908 | FALSE | AS 60076.1:2005 | 11kV | 415 | 2000 | Three Phase | New Zealand | 123164 | Approved | FALSE | 99.43 | 2119-07-31 |  | Class 2 | Oil Immersed | Available | http://www.eteltransformers.co.nz/
AS/NZS 2374.1.2:2003/Amdt 1:2005 | ETEL Limited | New Zealand | 11000 | D908 | D908 | FALSE | AS 60076.1:2005 | 11kV | 415 | 2000 | Three Phase | New Zealand | 123164 | Approved | FALSE | 99.43 | 2119-07-31 |  | Class 2 | Oil Immersed | Available | http://www.eteltransformers.co.nz/
AS/NZS 2374.1.2:2003/Amdt 1:2005 | ABB | New Zealand | 11000 | X030NHW3F |  |  | AS 2374.1 | 11kV | 415 | 30 | Three Phase | New Zealand | 16494 | Approved | FALSE | 98.58 |  |  | Class 2 | Oil Immersed | Unavailable
AS/NZS 2374.1.2:2003/Amdt 1:2005 | VIJAI | India | 11000 | 200kVA;11000/433 3 Phase |  |  | AS 2374.1 | 11kV | 433 | 200 | Three Phase | Australia | 49493 | Expired | FALSE | 99.33 | 2013-10-01 | 2013-07-23 | Class 2 | Oil Immersed | Unavailable |  | http://www.vijaielectricals.com
AS/NZS 2374.1.2:2003/Amdt 1:2005 | ETEL Limited | New Zealand | 11000 | D631 | D631 | FALSE | AS 60076.1:2005 | 11kV | 415 | 1250 | Three Phase | New Zealand | 123148 | Approved | FALSE | 99.34 | 2119-07-30 |  | Class 2 | Oil Immersed | Available | http://www.eteltransformers.co.nz/
AS/NZS 2374.1.2:2003/Amdt 1:2005 | ETEL Limited | New Zealand | 11000 | D383 | D631 | FALSE | AS 60076.1:2005 | 11kV | 415 | 1250 | Three Phase | New Zealand | 123148 | Approved | FALSE | 99.34 | 2119-07-30 |  | Class 2 | Oil Immersed | Available | http://www.eteltransformers.co.nz/
AS/NZS 2374.1.2:2003/Amdt 1:2005 | ETEL Limited | New Zealand | 11000 | D631 | D631 | FALSE | AS 60076.1:2005 | 11kV | 415 | 1250 | Three Phase | New Zealand | 123148 | Approved | FALSE | 99.34 | 2119-07-30 |  | Class 2 | Oil Immersed | Available | http://www.eteltransformers.co.nz/
AS/NZS 2374.1.2:2003/Amdt 1:2005 | ETEL Limited | New Zealand | 11000 | D188 | D334 | FALSE | AS 60076.1:2005 | 11kV | 415 | 50 | Three Phase | New Zealand | 123139 | Approved | FALSE | 98.69 | 2119-07-30 |  | Class 2 | Oil Immersed | Available | http://www.eteltransformers.co.nz/
AS/NZS 2374.1.2:2003/Amdt 1:2005 | ETEL Limited | New Zealand | 11000 | D334 | D334 | FALSE | AS 60076.1:2005 | 11kV | 415 | 50 | Three Phase | New Zealand | 123139 | Approved | FALSE | 98.69 | 2119-07-30 |  | Class 2 | Oil Immersed | Available | http://www.eteltransformers.co.nz/
AS/NZS 2374.1.2:2003/Amdt 1:2005 | ETEL Limited | New Zealand | 11000 | D334 | D334 | FALSE | AS 60076.1:2005 | 11kV | 415 | 50 | Three Phase | New Zealand | 123139 | Approved | FALSE | 98.69 | 2119-07-30 |  | Class 2 | Oil Immersed | Available | http://www.eteltransformers.co.nz/
AS/NZS 2374.1.2:2003/Amdt 1:2005 | ETEL Limited | New Zealand | 11000 | D829 | D334 | FALSE | AS 60076.1:2005 | 11kV | 415 | 50 | Three Phase | New Zealand | 123139 | Approved | FALSE | 98.69 | 2119-07-30 |  | Class 2 | Oil Immersed | Available | http://www.eteltransformers.co.nz/
AS/NZS 2374.1.2:2003/Amdt 1:2005 | ETEL Limited | New Zealand | 11000 | D827 | D334 | FALSE | AS 60076.1:2005 | 11kV | 415 | 50 | Three Phase | New Zealand | 123139 | Approved | FALSE | 98.69 | 2119-07-30 |  | Class 2 | Oil Immersed | Available | http://www.eteltransformers.co.nz/
AS/NZS 2374.1.2:2003/Amdt 1:2005 | ETEL Limited | New Zealand | 11000 | D150 | D334 | FALSE | AS 60076.1:2005 | 11kV | 415 | 50 | Three Phase | New Zealand | 123139 | Approved | FALSE | 98.69 | 2119-07-30 |  | Class 2 | Oil Immersed | Available | http://www.eteltransformers.co.nz/
AS/NZS 2374.1.2:2003/Amdt 1:2005 | ETEL Limited | New Zealand | 11000 | D683 | D334 | FALSE | AS 60076.1:2005 | 11kV | 415 | 50 | Three Phase | New Zealand | 123139 | Approved | FALSE | 98.69 | 2119-07-30 |  | Class 2 | Oil Immersed | Available | http://www.eteltransformers.co.nz/
AS/NZS 2374.1.2:2003/Amdt 1:2005 | ETEL Limited | New Zealand | 11000 | D426 | D334 | FALSE | AS 60076.1:2005 | 11kV | 415 | 50 | Three Phase | New Zealand | 123139 | Approved | FALSE | 98.69 | 2119-07-30 |  | Class 2 | Oil Immersed | Available | http://www.eteltransformers.co.nz/
AS/NZS 2374.1.2:2003/Amdt 1:2005 | ETEL Limited | New Zealand | 11000 | D332 | D334 | FALSE | AS 60076.1:2005 | 11kV | 415 | 50 | Three Phase | New Zealand | 123139 | Approved | FALSE | 98.69 | 2119-07-30 |  | Class 2 | Oil Immersed | Available | http://www.eteltransformers.co.nz/
AS/NZS 2374.1.2:2003/Amdt 1:2005 | ETEL Limited | New Zealand | 11000 | D385 | D385 | FALSE | AS 60076.1:2005 | 11kV | 415 | 1500 | Three Phase | New Zealand | 123144 | Approved | FALSE | 99.38 | 2119-07-30 |  | Class 2 | Oil Immersed | Available | http://www.eteltransformers.co.nz/
AS/NZS 2374.1.2:2003/Amdt 1:2005 | ETEL Limited | New Zealand | 11000 | D923 | D385 | FALSE | AS 60076.1:2005 | 11kV | 415 | 1500 | Three Phase | New Zealand | 123144 | Approved | FALSE | 99.38 | 2119-07-30 |  | Class 2 | Oil Immersed | Available | http://www.eteltransformers.co.nz/
AS/NZS 2374.1.2:2003/Amdt 1:2005 | ETEL Limited | New Zealand | 11000 | D894 | D385 | FALSE | AS 60076.1:2005 | 11kV | 415 | 1500 | Three Phase | New Zealand | 123144 | Approved | FALSE | 99.38 | 2119-07-30 |  | Class 2 | Oil Immersed | Available | http://www.eteltransformers.co.nz/
AS/NZS 2374.1.2:2003/Amdt 1:2005 | ETEL Limited | New Zealand | 11000 | D839 | D385 | FALSE | AS 60076.1:2005 | 11kV | 415 | 1500 | Three Phase | New Zealand | 123144 | Approved | FALSE | 99.38 | 2119-07-30 |  | Class 2 | Oil Immersed | Available | http://www.eteltransformers.co.nz/
AS/NZS 2374.1.2:2003/Amdt 1:2005 | ETEL Limited | New Zealand | 11000 | D596 | D385 | FALSE | AS 60076.1:2005 | 11kV | 415 | 1500 | Three Phase | New Zealand | 123144 | Approved | FALSE | 99.38 | 2119-07-30 |  | Class 2 | Oil Immersed | Available | http://www.eteltransformers.co.nz/
AS/NZS 2374.1.2:2003/Amdt 1:2005 | ETEL Limited | New Zealand | 11000 | D493 | D385 | FALSE | AS 60076.1:2005 | 11kV | 415 | 1500 | Three Phase | New Zealand | 123144 | Approved | FALSE | 99.38 | 2119-07-30 |  | Class 2 | Oil Immersed | Available | http://www.eteltransformers.co.nz/
AS/NZS 2374.1.2:2003/Amdt 1:2005 | ETEL Limited | New Zealand | 11000 | D306 | D385 | FALSE | AS 60076.1:2005 | 11kV | 415 | 1500 | Three Phase | New Zealand | 123144 | Approved | FALSE | 99.38 | 2119-07-30 |  | Class 2 | Oil Immersed | Available | http://www.eteltransformers.co.nz/
AS/NZS 2374.1.2:2003/Amdt 1:2005 | ETEL Limited | New Zealand | 11000 | D385 | D385 | FALSE | AS 60076.1:2005 | 11kV | 415 | 1500 | Three Phase | New Zealand | 123144 | Approved | FALSE | 99.38 | 2119-07-30 |  | Class 2 | Oil Immersed | Available | http://www.eteltransformers.co.nz/
AS/NZS 2374.1.2:2003/Amdt 1:2005 | ABB | Australia | 11000 | 1 phase / 10 kVA |  |  | AS 2374.1 | 11kV | 250 | 10 | Single Phase | Australia,New Zealand | 17863 | Expired | FALSE | 98.34 | 2009-10-26 |  | Class 1 | Oil Immersed | Available
AS/NZS 2374.1.2:2003/Amdt 1:2005 | ABB | Australia | 11000 | LW |  |  | AS 2374.1 | 11kV | 250 | 10 | Single Phase | Australia,New Zealand | 17863 | Expired | FALSE | 98.34 | 2009-10-26 |  | Class 1 | Oil Immersed | Available
AS/NZS 2374.1.2:2003/Amdt 1:2005 | ABB | Australia | 11000 | LS |  |  | AS 2374.1 | 11kV | 250 | 10 | Single Phase | Australia,New Zealand | 17863 | Expired | FALSE | 98.34 | 2009-10-26 |  | Class 1 | Oil Immersed | Available
AS/NZS 2374.1.2:2003/Amdt 1:2005 | TYREE | Australia | 22000 | 50M1A |  |  | AS 2374.1 | 22kV | 500 | 50 | Single Phase | Australia,New Zealand | 16388 | Expired | FALSE | 98.97 | 2011-02-03 |  | Class 1 | Oil Immersed | Unavailable | http://tyree.com.au/
AS/NZS 2374.1.2:2003/Amdt 1:2005 | TYREE | Australia | 22000 | 50M2A-B 50AA2AED |  |  | AS 2374.1 | 22kV | 500 | 50 | Single Phase | Australia,New Zealand | 16388 | Expired | FALSE | 98.97 | 2011-02-03 |  | Class 1 | Oil Immersed | Unavailable | http://tyree.com.au/
AS/NZS 2374.1.2:2003/Amdt 1:2005 | TYREE | Australia | 22000 | 63M5A-B |  |  | AS 2374.1 | 22kV | 433 | 63 | Three Phase | Australia,New Zealand | 16891 | Expired | FALSE | 98.82 | 2011-02-03 |  | Class 2 | Oil Immersed | Unavailable | http://tyree.com.au/
AS/NZS 2374.1.2:2003/Amdt 1:2005 | TYREE | Australia | 22000 | 63M4A |  |  | AS 2374.1 | 22kV | 433 | 63 | Three Phase | Australia,New Zealand | 16891 | Expired | FALSE | 98.82 | 2011-02-03 |  | Class 2 | Oil Immersed | Unavailable | http://tyree.com.au/
AS/NZS 2374.1.2:2003/Amdt 1:2005 | TYREE | Australia | 22000 | 63M4A-B |  |  | AS 2374.1 | 22kV | 433 | 63 | Three Phase | Australia,New Zealand | 16891 | Expired | FALSE | 98.82 | 2011-02-03 |  | Class 2 | Oil Immersed | Unavailable | http://tyree.com.au/
AS/NZS 2374.1.2:2003/Amdt 1:2005 | TYREE | Australia | 22000 | 63M5A-C |  |  | AS 2374.1 | 22kV | 433 | 63 | Three Phase | Australia,New Zealand | 16891 | Expired | FALSE | 98.82 | 2011-02-03 |  | Class 2 | Oil Immersed | Unavailable | http://tyree.com.au/
AS/NZS 2374.1.2:2003/Amdt 1:2005 | TYREE | Australia | 22000 | 63M4S |  |  | AS 2374.1 | 22kV | 433 | 63 | Three Phase | Australia,New Zealand | 16891 | Expired | FALSE | 98.82 | 2011-02-03 |  | Class 2 | Oil Immersed | Unavailable | http://tyree.com.au/
AS/NZS 2374.1.2:2003/Amdt 1:2005 | TYREE | Australia | 22000 | 63M4S-B |  |  | AS 2374.1 | 22kV | 433 | 63 | Three Phase | Australia,New Zealand | 16891 | Expired | FALSE | 98.82 | 2011-02-03 |  | Class 2 | Oil Immersed | Unavailable | http://tyree.com.au/
AS/NZS 2374.1.2:2003/Amdt 1:2005 | MERLIN GERIN | Australia | 22000 | MG160 |  |  | AS 2374.1 | 22kV |  | 160 | Three Phase | Australia,New Zealand | 17202 | Expired | FALSE | 99.06 | 2009-12-17 |  | Class 2 | Oil Immersed | Unavailable
AS/NZS 2374.1.2:2003/Amdt 1:2005 | MERLIN GERIN | Australia | 22000 | MG750 |  |  | AS 2374.1 | 11kV |  | 750 | Three Phase | Australia,New Zealand | 17453 | Expired | FALSE | 99.21 | 2009-12-17 |  | Class 2 | Oil Immersed | Unavailable
AS/NZS 2374.1.2:2003/Amdt 1:2005 | MERLIN GERIN | Australia | 22000 | MG1500 |  |  | AS 2374.1 | 11kV |  | 1500 | Three Phase | Australia,New Zealand | 17557 | Expired | FALSE | 99.43 | 2009-12-17 |  | Class 2 | Oil Immersed | Unavailable
AS/NZS 2374.1.2:2003/Amdt 1:2005 | MERLIN GERIN | Australia | 22000 | MG1750 |  |  | AS 2374.1 | 11kV |  | 1750 | Three Phase | Australia,New Zealand | 18945 | Expired | FALSE | 99.37 | 2010-05-27 |  | Class 2 | Oil Immersed | Unavailable
AS/NZS 2374.1.2:2003/Amdt 1:2005 | MERLIN GERIN | Australia | 22000 | MG630 |  |  | AS 2374.1 | 22kV |  | 630 | Three Phase | Australia,New Zealand | 29928 | Expired | FALSE | 99.31 | 2011-09-11 |  | Class 2 | Oil Immersed | Unavailable
AS/NZS 2374.1.2:2003/Amdt 1:2005 | ETEL | New Zealand | 11000 | D208 |  |  | AS 2374.1 | 11kV | 415 | 75 | Three Phase | Australia,New Zealand | 17180 | Approved | FALSE | 98.666 |  |  | Class 2 | Oil Immersed | Unavailable
AS/NZS 2374.1.2:2003/Amdt 1:2005 | ETEL | New Zealand | 12700 | D218 |  |  | AS 2374.1 | 22kV | 250 | 25 | Single Phase | Australia,New Zealand | 17191 | Approved | TRUE | 98.7 |  |  | Class 1 | Oil Immersed | Unavailable
AS/NZS 2374.1.2:2003/Amdt 1:2005 | ABB | Australia | 11000 | 3 phase / 315 kVA |  |  | AS 2374.1 | 11kV | 433 | 315 | Three Phase | Australia,New Zealand | 17871 | Expired | FALSE | 99.1 | 2009-10-26 |  | Class 2 | Oil Immersed | Available
AS/NZS 2374.1.2:2003/Amdt 1:2005 | ABB | Australia | 11000 | LW |  |  | AS 2374.1 | 11kV | 433 | 315 | Three Phase | Australia,New Zealand | 17871 | Expired | FALSE | 99.1 | 2009-10-26 |  | Class 2 | Oil Immersed | Available
AS/NZS 2374.1.2:2003/Amdt 1:2005 | ABB | Australia | 11000 | LS |  |  | AS 2374.1 | 11kV | 433 | 315 | Three Phase | Australia,New Zealand | 17871 | Expired | FALSE | 99.1 | 2009-10-26 |  | Class 2 | Oil Immersed | Available
AS/NZS 2374.1.2:2003/Amdt 1:2005 | AREVA | Indonesia | 11000 | Melody |  |  | AS 2374.1 | 11kV | 433 | 1500 | Three Phase | Australia,New Zealand | 41274 | Expired | FALSE | 99.35 | 2013-12-11 | 2013-10-23 | Class 2 | Oil Immersed | Unavailable |  | http://www.areva-td.com
AS/NZS 2374.1.2:2003/Amdt 1:2005 | TYREE | Australia | 11000 | 400M4B-B |  |  | AS 2374.1 | 11kV | 433 | 400 | Three Phase | Australia,New Zealand | 16882 | Expired | FALSE | 99.29 | 2011-02-03 |  | Class 2 | Oil Immersed | Unavailable | http://tyree.com.au/
AS/NZS 2374.1.2:2003/Amdt 1:2005 | TYREE | Australia | 11000 | 400M4B-C |  |  | AS 2374.1 | 11kV | 433 | 400 | Three Phase | Australia,New Zealand | 16882 | Expired | FALSE | 99.29 | 2011-02-03 |  | Class 2 | Oil Immersed | Unavailable | http://tyree.com.au/
AS/NZS 2374.1.2:2003/Amdt 1:2005 | TYREE | Australia | 11000 | 400M5B-B |  |  | AS 2374.1 | 11kV | 433 | 400 | Three Phase | Australia,New Zealand | 16882 | Expired | FALSE | 99.29 | 2011-02-03 |  | Class 2 | Oil Immersed | Unavailable | http://tyree.com.au/
AS/NZS 2374.1.2:2003/Amdt 1:2005 | TYREE | Australia | 11000 | 400M5B-C |  |  | AS 2374.1 | 11kV | 433 | 400 | Three Phase | Australia,New Zealand | 16882 | Expired | FALSE | 99.29 | 2011-02-03 |  | Class 2 | Oil Immersed | Unavailable | http://tyree.com.au/
AS/NZS 2374.1.2:2003/Amdt 1:2005 | MERLIN GERIN | Australia | 22000 | MG200 |  |  | AS 2374.1 | 22kV |  | 200 | Three Phase | Australia,New Zealand | 17208 | Expired | FALSE | 98.97 | 2009-12-17 |  | Class 2 | Oil Immersed | Unavailable
AS/NZS 2374.1.2:2003/Amdt 1:2005 | MERLIN GERIN | Australia | 22000 | MG315 |  |  | AS 2374.1 | 22kV |  | 315 | Three Phase | Australia,New Zealand | 17223 | Expired | FALSE | 99.28 | 2009-12-17 |  | Class 2 | Oil Immersed | Unavailable
AS/NZS 2374.1.2:2003/Amdt 1:2005 | MERLIN GERIN | Australia | 22000 | MG400 |  |  | AS 2374.1 | 11kV |  | 400 | Three Phase | Australia,New Zealand | 17435 | Expired | FALSE | 99.31 | 2009-12-17 |  | Class 2 | Oil Immersed | Unavailable
AS/NZS 2374.1.2:2003/Amdt 1:2005 | MERLIN GERIN | Australia | 22000 | MG500 |  |  | AS 2374.1 | 11kV |  | 500 | Three Phase | Australia,New Zealand | 17441 | Expired | FALSE | 99.26 | 2009-12-17 |  | Class 2 | Oil Immersed | Unavailable
AS/NZS 2374.1.2:2003/Amdt 1:2005 | MERLIN GERIN | Australia | 22000 | MG600 |  |  | AS 2374.1 | 11kV |  | 600 | Three Phase | Australia,New Zealand | 17448 | Expired | FALSE | 99.3 | 2009-12-17 |  | Class 2 | Oil Immersed | Unavailable
AS/NZS 2374.1.2:2003/Amdt 1:2005 | MERLIN GERIN | Australia | 22000 | MG1200 |  |  | AS 2374.1 | 11kV |  | 1200 | Three Phase | Australia,New Zealand | 17459 | Expired | FALSE | 99.32 | 2010-05-27 |  | Class 2 | Oil Immersed | Unavailable
AS/NZS 2374.1.2:2003/Amdt 1:2005 | TYREE | Australia | 11000 | 16M1A-C |  |  | AS 2374.1 | 11kV | 500 | 16 | Single Phase | Australia,New Zealand | 16986 | Expired | FALSE | 98.64 | 2011-02-03 |  | Class 1 | Oil Immersed | Unavailable | http://tyree.com.au/
AS/NZS 2374.1.2:2003/Amdt 1:2005 | TYREE | Australia | 11000 | 16M2A-C |  |  | AS 2374.1 | 11kV | 500 | 16 | Single Phase | Australia,New Zealand | 16986 | Expired | FALSE | 98.64 | 2011-02-03 |  | Class 1 | Oil Immersed | Unavailable | http://tyree.com.au/
AS/NZS 2374.1.2:2003/Amdt 1:2005 | TYREE | Australia | 11000 | 16M2A-D |  |  | AS 2374.1 | 11kV | 500 | 16 | Single Phase | Australia,New Zealand | 16986 | Expired | FALSE | 98.64 | 2011-02-03 |  | Class 1 | Oil Immersed | Unavailable | http://tyree.com.au/
AS/NZS 2374.1.2:2003/Amdt 1:2005 | TYREE | Australia | 11000 | 16M1A-D |  |  | AS 2374.1 | 11kV | 500 | 16 | Single Phase | Australia,New Zealand | 16986 | Expired | FALSE | 98.64 | 2011-02-03 |  | Class 1 | Oil Immersed | Unavailable | http://tyree.com.au/
AS/NZS 2374.1.2:2003/Amdt 1:2005 | MERLIN GERIN | Australia | 22000 | MG800 |  |  | AS 2374.1 | 11kV |  | 800 | Three Phase | Australia,New Zealand | 17455 | Expired | FALSE | 99.43 | 2009-12-17 |  | Class 2 | Oil Immersed | Unavailable
AS/NZS 2374.1.2:2003/Amdt 1:2005 | MERLIN GERIN | Australia | 22000 | MG2500 |  |  | AS 2374.1 | 11kV |  | 2500 | Three Phase | Australia,New Zealand | 17560 | Expired | FALSE | 99.67 | 2009-12-17 |  | Class 2 | Oil Immersed | Unavailable
AS/NZS 2374.1.2:2003/Amdt 1:2005 | MERLIN GERIN | Australia | 22000 | MG1600 |  |  | AS 2374.1 | 11kV |  | 1600 | Three Phase | Australia,New Zealand | 20472 | Expired | FALSE | 99.38 | 2010-05-27 |  | Class 2 | Oil Immersed | Unavailable
AS/NZS 2374.1.2:2003/Amdt 1:2005 | TYREE | Australia | 22000 | 200M5B-C |  |  | AS 2374.1 | 22kV | 433 | 200 | Three Phase | Australia,New Zealand | 16500 | Expired | FALSE | 99.15 | 2011-02-03 |  | Class 2 | Oil Immersed | Unavailable | http://tyree.com.au/
AS/NZS 2374.1.2:2003/Amdt 1:2005 | TYREE | Australia | 22000 | 200M4B-C |  |  | AS 2374.1 | 22kV | 433 | 200 | Three Phase | Australia,New Zealand | 16500 | Expired | FALSE | 99.15 | 2011-02-03 |  | Class 2 | Oil Immersed | Unavailable | http://tyree.com.au/
AS/NZS 2374.1.2:2003/Amdt 1:2005 | TYREE | Australia | 22000 | 200M4B-D |  |  | AS 2374.1 | 22kV | 433 | 200 | Three Phase | Australia,New Zealand | 16500 | Expired | FALSE | 99.15 | 2011-02-03 |  | Class 2 | Oil Immersed | Unavailable | http://tyree.com.au/
AS/NZS 2374.1.2:2003/Amdt 1:2005 | TYREE | Australia | 22000 | 200M4B-E |  |  | AS 2374.1 | 22kV | 433 | 200 | Three Phase | Australia,New Zealand | 16500 | Expired | FALSE | 99.15 | 2011-02-03 |  | Class 2 | Oil Immersed | Unavailable | http://tyree.com.au/
AS/NZS 2374.1.2:2003/Amdt 1:2005 | TYREE | Australia | 22000 | 200M5B-B |  |  | AS 2374.1 | 22kV | 433 | 200 | Three Phase | Australia,New Zealand | 16500 | Expired | FALSE | 99.15 | 2011-02-03 |  | Class 2 | Oil Immersed | Unavailable | http://tyree.com.au/
AS/NZS 2374.1.2:2003/Amdt 1:2005 | TYREE | Australia | 22000 | 200M5B-D |  |  | AS 2374.1 | 22kV | 433 | 200 | Three Phase | Australia,New Zealand | 16500 | Expired | FALSE | 99.15 | 2011-02-03 |  | Class 2 | Oil Immersed | Unavailable | http://tyree.com.au/
AS/NZS 2374.1.2:2003/Amdt 1:2005 | TYREE | Australia | 22000 | 200M4S-B |  |  | AS 2374.1 | 22kV | 433 | 200 | Three Phase | Australia,New Zealand | 16500 | Expired | FALSE | 99.15 | 2011-02-03 |  | Class 2 | Oil Immersed | Unavailable | http://tyree.com.au/
AS/NZS 2374.1.2:2003/Amdt 1:2005 | TYREE | Australia | 22000 | 200M4S-C |  |  | AS 2374.1 | 22kV | 433 | 200 | Three Phase | Australia,New Zealand | 16500 | Expired | FALSE | 99.15 | 2011-02-03 |  | Class 2 | Oil Immersed | Unavailable | http://tyree.com.au/
AS/NZS 2374.1.2:2003/Amdt 1:2005 | TYREE | Australia | 22000 | 200M4F-A |  |  | AS 2374.1 | 22kV | 433 | 200 | Three Phase | Australia,New Zealand | 16500 | Expired | FALSE | 99.15 | 2011-02-03 |  | Class 2 | Oil Immersed | Unavailable | http://tyree.com.au/
AS/NZS 2374.1.2:2003/Amdt 1:2005 | TYREE | Australia | 22000 | 200M4F-B |  |  | AS 2374.1 | 22kV | 433 | 200 | Three Phase | Australia,New Zealand | 16500 | Expired | FALSE | 99.15 | 2011-02-03 |  | Class 2 | Oil Immersed | Unavailable | http://tyree.com.au/
AS/NZS 2374.1.2:2003/Amdt 1:2005 | TYREE | Australia | 11000 | 25M4A-C |  |  | AS 2374.1 | 11kV | 433 | 25 | Three Phase | Australia,New Zealand | 16569 | Expired | FALSE | 98.48 | 2011-02-03 |  | Class 2 | Oil Immersed | Unavailable | http://tyree.com.au/
AS/NZS 2374.1.2:2003/Amdt 1:2005 | TYREE | Australia | 11000 | 25M4A-D |  |  | AS 2374.1 | 11kV | 433 | 25 | Three Phase | Australia,New Zealand | 16569 | Expired | FALSE | 98.48 | 2011-02-03 |  | Class 2 | Oil Immersed | Unavailable | http://tyree.com.au/
AS/NZS 2374.1.2:2003/Amdt 1:2005 | TYREE | Australia | 11000 | 25M4S-B |  |  | AS 2374.1 | 11kV | 433 | 25 | Three Phase | Australia,New Zealand | 16569 | Expired | FALSE | 98.48 | 2011-02-03 |  | Class 2 | Oil Immersed | Unavailable | http://tyree.com.au/
AS/NZS 2374.1.2:2003/Amdt 1:2005 | TYREE | Australia | 11000 | 25M4S-C |  |  | AS 2374.1 | 11kV | 433 | 25 | Three Phase | Australia,New Zealand | 16569 | Expired | FALSE | 98.48 | 2011-02-03 |  | Class 2 | Oil Immersed | Unavailable | http://tyree.com.au/
AS/NZS 2374.1.2:2003/Amdt 1:2005 | TYREE | Australia | 11000 | 25M5A-C |  |  | AS 2374.1 | 11kV | 433 | 25 | Three Phase | Australia,New Zealand | 16569 | Expired | FALSE | 98.48 | 2011-02-03 |  | Class 2 | Oil Immersed | Unavailable | http://tyree.com.au/
AS/NZS 2374.1.2:2003/Amdt 1:2005 | TYREE | Australia | 11000 | 25M5A-D |  |  | AS 2374.1 | 11kV | 433 | 25 | Three Phase | Australia,New Zealand | 16569 | Expired | FALSE | 98.48 | 2011-02-03 |  | Class 2 | Oil Immersed | Unavailable | http://tyree.com.au/
AS/NZS 2374.1.2:2003/Amdt 1:2005 | TYREE | Australia | 22000 | 315M5B-B |  |  | AS 2374.1 | 22kV | 433 | 315 | Three Phase | Australia,New Zealand | 16583 | Expired | FALSE | 99.2 | 2011-02-03 |  | Class 2 | Oil Immersed | Unavailable | http://tyree.com.au/
AS/NZS 2374.1.2:2003/Amdt 1:2005 | TYREE | Australia | 22000 | 315M4B-C |  |  | AS 2374.1 | 22kV | 433 | 315 | Three Phase | Australia,New Zealand | 16583 | Expired | FALSE | 99.2 | 2011-02-03 |  | Class 2 | Oil Immersed | Unavailable | http://tyree.com.au/
AS/NZS 2374.1.2:2003/Amdt 1:2005 | TYREE | Australia | 22000 | 315M4B-D |  |  | AS 2374.1 | 22kV | 433 | 315 | Three Phase | Australia,New Zealand | 16583 | Expired | FALSE | 99.2 | 2011-02-03 |  | Class 2 | Oil Immersed | Unavailable | http://tyree.com.au/
AS/NZS 2374.1.2:2003/Amdt 1:2005 | TYREE | Australia | 22000 | 315M4B-B |  |  | AS 2374.1 | 22kV | 433 | 315 | Three Phase | Australia,New Zealand | 16583 | Expired | FALSE | 99.2 | 2011-02-03 |  | Class 2 | Oil Immersed | Unavailable | http://tyree.com.au/
AS/NZS 2374.1.2:2003/Amdt 1:2005 | TYREE | Australia | 22000 | 315M4B |  |  | AS 2374.1 | 22kV | 433 | 315 | Three Phase | Australia,New Zealand | 16583 | Expired | FALSE | 99.2 | 2011-02-03 |  | Class 2 | Oil Immersed | Unavailable | http://tyree.com.au/
AS/NZS 2374.1.2:2003/Amdt 1:2005 | TYREE | Australia | 22000 | 315M5B |  |  | AS 2374.1 | 22kV | 433 | 315 | Three Phase | Australia,New Zealand | 16583 | Expired | FALSE | 99.2 | 2011-02-03 |  | Class 2 | Oil Immersed | Unavailable | http://tyree.com.au/
AS/NZS 2374.1.2:2003/Amdt 1:2005 | TYREE | Australia | 22000 | 315M5B-C |  |  | AS 2374.1 | 22kV | 433 | 315 | Three Phase | Australia,New Zealand | 16583 | Expired | FALSE | 99.2 | 2011-02-03 |  | Class 2 | Oil Immersed | Unavailable | http://tyree.com.au/
AS/NZS 2374.1.2:2003/Amdt 1:2005 | TYREE | Australia | 12700 | 25M7A-B |  |  | AS 2374.1 | 22kV | 500 | 25 | Single Phase | Australia,New Zealand | 16881 | Expired | TRUE | 98.78 | 2011-02-03 |  | Class 1 | Oil Immersed | Unavailable | http://tyree.com.au/
AS/NZS 2374.1.2:2003/Amdt 1:2005 | TYREE | Australia | 12700 | 25M7A-C |  |  | AS 2374.1 | 22kV | 500 | 25 | Single Phase | Australia,New Zealand | 16881 | Expired | TRUE | 98.78 | 2011-02-03 |  | Class 1 | Oil Immersed | Unavailable | http://tyree.com.au/
AS/NZS 2374.1.2:2003/Amdt 1:2005 | WILSON | Australia | 11000 | 100 kva |  |  | AS 2374.1 | 11kV | 433 | 100 | Three Phase | Australia,New Zealand | 17316 | Expired | FALSE | 98.93 | 2009-12-17 |  | Class 2 | Oil Immersed | Unavailable | http://www.wtc.com.au/
AS/NZS 2374.1.2:2003/Amdt 1:2005 | WILSON | Australia | 11000 | 1000 kva |  |  | AS 2374.1 | 11kV | 433 | 1000 | Three Phase | Australia,New Zealand | 17321 | Expired | FALSE | 99.38 | 2009-12-17 |  | Class 2 | Oil Immersed | Unavailable | http://www.wtc.com.au/
AS/NZS 2374.1.2:2003/Amdt 1:2005 | MERLIN GERIN | Australia | 22000 | MG2000 |  |  | AS 2374.1 | 11kV |  | 2000 | Three Phase | Australia,New Zealand | 17558 | Expired | FALSE | 99.45 | 2009-12-17 |  | Class 2 | Oil Immersed | Unavailable
AS/NZS 2374.1.2:2003/Amdt 1:2005 | ABB | Australia | 11000 | 3 phase / 1500 kVA |  |  | AS 2374.1 | 11kV | 433 | 1500 | Three Phase | Australia,New Zealand | 17875 | Expired | FALSE | 99.38 | 2009-10-26 |  | Class 2 | Oil Immersed | Available
AS/NZS 2374.1.2:2003/Amdt 1:2005 | ABB | Australia | 11000 | LW |  |  | AS 2374.1 | 11kV | 433 | 1500 | Three Phase | Australia,New Zealand | 17875 | Expired | FALSE | 99.38 | 2009-10-26 |  | Class 2 | Oil Immersed | Available
AS/NZS 2374.1.2:2003/Amdt 1:2005 | ABB | Australia | 11000 | LS |  |  | AS 2374.1 | 11kV | 433 | 1500 | Three Phase | Australia,New Zealand | 17875 | Expired | FALSE | 99.38 | 2009-10-26 |  | Class 2 | Oil Immersed | Available
AS/NZS 2374.1.2:2003/Amdt 1:2005 | ABB | Australia | 22000 | 3 phase / 2500 kVA |  |  | AS 2374.1 | 11kV | 6600 | 2500 | Three Phase | Australia,New Zealand | 17877 | Expired | FALSE | 99.49 | 2009-10-26 |  | Class 2 | Oil Immersed | Available
AS/NZS 2374.1.2:2003/Amdt 1:2005 | ABB | Australia | 22000 | LW |  |  | AS 2374.1 | 11kV | 6600 | 2500 | Three Phase | Australia,New Zealand | 17877 | Expired | FALSE | 99.49 | 2009-10-26 |  | Class 2 | Oil Immersed | Available
AS/NZS 2374.1.2:2003/Amdt 1:2005 | ABB | Australia | 22000 | LS |  |  | AS 2374.1 | 11kV | 6600 | 2500 | Three Phase | Australia,New Zealand | 17877 | Expired | FALSE | 99.49 | 2009-10-26 |  | Class 2 | Oil Immersed | Available
AS/NZS 2374.1.2:2003/Amdt 1:2005 | WILSON | Australia | 11000 | 500 kva |  |  | AS 2374.1 | 11kV | 433 | 500 | Three Phase | Australia,New Zealand | 17318 | Expired | FALSE | 99.3 | 2009-12-17 |  | Class 2 | Oil Immersed | Unavailable | http://www.wtc.com.au/
AS/NZS 2374.1.2:2003/Amdt 1:2005 | WILSON | Australia | 11000 | 750 kva |  |  | AS 2374.1 | 11kV | 433 | 750 | Three Phase | Australia,New Zealand | 17320 | Expired | FALSE | 99.43 | 2009-12-17 |  | Class 2 | Oil Immersed | Unavailable | http://www.wtc.com.au/
AS/NZS 2374.1.2:2003/Amdt 1:2005 | WILSON | Australia | 11000 | 1500 kva |  |  | AS 2374.1 | 11kV | 433 | 1500 | Three Phase | Australia,New Zealand | 17322 | Expired | FALSE | 99.44 | 2009-12-17 |  | Class 2 | Oil Immersed | Unavailable | http://www.wtc.com.au/
AS/NZS 2374.1.2:2003/Amdt 1:2005 | WILSON | Australia | 11000 | 2000 kva |  |  | AS 2374.1 | 11kV | 433 | 2000 | Three Phase | Australia,New Zealand | 17323 | Expired | FALSE | 99.42 | 2009-12-17 |  | Class 2 | Oil Immersed | Unavailable | http://www.wtc.com.au/
AS/NZS 2374.1.2:2003/Amdt 1:2005 | ABB | Australia | 11000 | 1 phase / 16 kVA |  |  | AS 2374.1 | 11kV | 250 | 16 | Single Phase | Australia,New Zealand | 17864 | Expired | FALSE | 98.56 | 2009-10-26 |  | Class 1 | Oil Immersed | Available
AS/NZS 2374.1.2:2003/Amdt 1:2005 | ABB | Australia | 11000 | LW |  |  | AS 2374.1 | 11kV | 250 | 16 | Single Phase | Australia,New Zealand | 17864 | Expired | FALSE | 98.56 | 2009-10-26 |  | Class 1 | Oil Immersed | Available
AS/NZS 2374.1.2:2003/Amdt 1:2005 | ABB | Australia | 11000 | LS |  |  | AS 2374.1 | 11kV | 250 | 16 | Single Phase | Australia,New Zealand | 17864 | Expired | FALSE | 98.56 | 2009-10-26 |  | Class 1 | Oil Immersed | Available
AS/NZS 2374.1.2:2003/Amdt 1:2005 | ABB | Australia | 12700 | 1 phase / 25 kVA |  |  | AS 2374.1 | 11kV | 250 | 25 | Single Phase | Australia,New Zealand | 17865 | Expired | TRUE | 98.73 | 2009-10-26 |  | Class 1 | Oil Immersed | Available
AS/NZS 2374.1.2:2003/Amdt 1:2005 | ABB | Australia | 12700 | LW |  |  | AS 2374.1 | 11kV | 250 | 25 | Single Phase | Australia,New Zealand | 17865 | Expired | TRUE | 98.73 | 2009-10-26 |  | Class 1 | Oil Immersed | Available
AS/NZS 2374.1.2:2003/Amdt 1:2005 | ABB | Australia | 12700 | LS |  |  | AS 2374.1 | 11kV | 250 | 25 | Single Phase | Australia,New Zealand | 17865 | Expired | TRUE | 98.73 | 2009-10-26 |  | Class 1 | Oil Immersed | Available
AS/NZS 2374.1.2:2003/Amdt 1:2005 | ABB | Australia | 11000 | 1 phase / 50 kVA |  |  | AS 2374.1 | 11kV | 250 | 50 | Single Phase | Australia,New Zealand | 17866 | Expired | FALSE | 98.93 | 2009-10-26 |  | Class 1 | Oil Immersed | Available
AS/NZS 2374.1.2:2003/Amdt 1:2005 | ABB | Australia | 11000 | LW |  |  | AS 2374.1 | 11kV | 250 | 50 | Single Phase | Australia,New Zealand | 17866 | Expired | FALSE | 98.93 | 2009-10-26 |  | Class 1 | Oil Immersed | Available
AS/NZS 2374.1.2:2003/Amdt 1:2005 | ABB | Australia | 11000 | LS |  |  | AS 2374.1 | 11kV | 250 | 50 | Single Phase | Australia,New Zealand | 17866 | Expired | FALSE | 98.93 | 2009-10-26 |  | Class 1 | Oil Immersed | Available
AS/NZS 2374.1.2:2003/Amdt 1:2005 | ABB | Australia | 11000 | 3 phase / 25 kVA |  |  | AS 2374.1 | 11kV | 433 | 25 | Three Phase | Australia,New Zealand | 17867 | Expired | FALSE | 98.3 | 2009-10-26 |  | Class 2 | Oil Immersed | Available
AS/NZS 2374.1.2:2003/Amdt 1:2005 | ABB | Australia | 11000 | LW |  |  | AS 2374.1 | 11kV | 433 | 25 | Three Phase | Australia,New Zealand | 17867 | Expired | FALSE | 98.3 | 2009-10-26 |  | Class 2 | Oil Immersed | Available
AS/NZS 2374.1.2:2003/Amdt 1:2005 | ABB | Australia | 11000 | LS |  |  | AS 2374.1 | 11kV | 433 | 25 | Three Phase | Australia,New Zealand | 17867 | Expired | FALSE | 98.3 | 2009-10-26 |  | Class 2 | Oil Immersed | Available
AS/NZS 2374.1.2:2003/Amdt 1:2005 | ABB | Australia | 22000 | 3 phase / 63 kVA |  |  | AS 2374.1 | 11kV | 433 | 63 | Three Phase | Australia,New Zealand | 17868 | Expired | FALSE | 98.65 | 2009-10-26 |  | Class 2 | Oil Immersed | Available
AS/NZS 2374.1.2:2003/Amdt 1:2005 | ABB | Australia | 22000 | LW |  |  | AS 2374.1 | 11kV | 433 | 63 | Three Phase | Australia,New Zealand | 17868 | Expired | FALSE | 98.65 | 2009-10-26 |  | Class 2 | Oil Immersed | Available
AS/NZS 2374.1.2:2003/Amdt 1:2005 | ABB | Australia | 22000 | LS |  |  | AS 2374.1 | 11kV | 433 | 63 | Three Phase | Australia,New Zealand | 17868 | Expired | FALSE | 98.65 | 2009-10-26 |  | Class 2 | Oil Immersed | Available
AS/NZS 2374.1.2:2003/Amdt 1:2005 | ABB | Australia | 11000 | 3 phase / 100 kVA |  |  | AS 2374.1 | 11kV | 433 | 100 | Three Phase | Australia,New Zealand | 17869 | Expired | FALSE | 98.93 | 2009-10-26 |  | Class 2 | Oil Immersed | Available
AS/NZS 2374.1.2:2003/Amdt 1:2005 | ABB | Australia | 11000 | LW |  |  | AS 2374.1 | 11kV | 433 | 100 | Three Phase | Australia,New Zealand | 17869 | Expired | FALSE | 98.93 | 2009-10-26 |  | Class 2 | Oil Immersed | Available
AS/NZS 2374.1.2:2003/Amdt 1:2005 | ABB | Australia | 11000 | LS |  |  | AS 2374.1 | 11kV | 433 | 100 | Three Phase | Australia,New Zealand | 17869 | Expired | FALSE | 98.93 | 2009-10-26 |  | Class 2 | Oil Immersed | Available
AS/NZS 2374.1.2:2003/Amdt 1:2005 | ABB | Australia | 11000 | 3 phase / 500 kVA |  |  | AS 2374.1 | 11kV | 433 | 500 | Three Phase | Australia,New Zealand | 17872 | Expired | FALSE | 99.16 | 2009-10-26 |  | Class 2 | Oil Immersed | Available
AS/NZS 2374.1.2:2003/Amdt 1:2005 | ABB | Australia | 11000 | LW |  |  | AS 2374.1 | 11kV | 433 | 500 | Three Phase | Australia,New Zealand | 17872 | Expired | FALSE | 99.16 | 2009-10-26 |  | Class 2 | Oil Immersed | Available
AS/NZS 2374.1.2:2003/Amdt 1:2005 | ABB | Australia | 11000 | LS |  |  | AS 2374.1 | 11kV | 433 | 500 | Three Phase | Australia,New Zealand | 17872 | Expired | FALSE | 99.16 | 2009-10-26 |  | Class 2 | Oil Immersed | Available
AS/NZS 2374.1.2:2003/Amdt 1:2005 | ABB | Australia | 11000 | 3 phase / 750 kVA |  |  | AS 2374.1 | 11kV | 433 | 750 | Three Phase | Australia,New Zealand | 17873 | Expired | FALSE | 99.26 | 2009-10-26 |  | Class 2 | Oil Immersed | Available
AS/NZS 2374.1.2:2003/Amdt 1:2005 | ABB | Australia | 11000 | LW |  |  | AS 2374.1 | 11kV | 433 | 750 | Three Phase | Australia,New Zealand | 17873 | Expired | FALSE | 99.26 | 2009-10-26 |  | Class 2 | Oil Immersed | Available
AS/NZS 2374.1.2:2003/Amdt 1:2005 | ABB | Australia | 11000 | LS |  |  | AS 2374.1 | 11kV | 433 | 750 | Three Phase | Australia,New Zealand | 17873 | Expired | FALSE | 99.26 | 2009-10-26 |  | Class 2 | Oil Immersed | Available
AS/NZS 2374.1.2:2003/Amdt 1:2005 | ABB | Australia | 11000 | 3 phase / 1000 kVA |  |  | AS 2374.1 | 11kV | 433 | 1000 | Three Phase | Australia,New Zealand | 17874 | Expired | FALSE | 99.3 | 2009-10-26 |  | Class 2 | Oil Immersed | Available
AS/NZS 2374.1.2:2003/Amdt 1:2005 | ABB | Australia | 11000 | LW |  |  | AS 2374.1 | 11kV | 433 | 1000 | Three Phase | Australia,New Zealand | 17874 | Expired | FALSE | 99.3 | 2009-10-26 |  | Class 2 | Oil Immersed | Available
AS/NZS 2374.1.2:2003/Amdt 1:2005 | ABB | Australia | 11000 | LS |  |  | AS 2374.1 | 11kV | 433 | 1000 | Three Phase | Australia,New Zealand | 17874 | Expired | FALSE | 99.3 | 2009-10-26 |  | Class 2 | Oil Immersed | Available
AS/NZS 2374.1.2:2003/Amdt 1:2005 | WILSON | Australia | 22000 | 200 kva |  |  | AS 2374.1 | 22kV | 433 | 200 | Three Phase | Australia,New Zealand | 16613 | Expired | FALSE | 99.11 | 2009-12-17 |  | Class 2 | Oil Immersed | Unavailable | http://www.wtc.com.au/
AS/NZS 2374.1.2:2003/Amdt 1:2005 | ABB | New Zealand | 22000 | XK10PHM3B |  |  | AS 2374.1 | 22kV | 415 | 1000 | Three Phase | New Zealand | 17027 | Approved | FALSE | 99.31 |  |  | Class 2 | Oil Immersed | Unavailable
AS/NZS 2374.1.2:2003/Amdt 1:2005 | ABB | New Zealand | 22000 | X500PHM3A |  |  | AS 2374.1 | 22kV | 415 | 500 | Three Phase | New Zealand | 17026 | Approved | FALSE | 99.26 |  |  | Class 2 | Oil Immersed | Unavailable
AS/NZS 2374.1.2:2003/Amdt 1:2005 | ABB | New Zealand | 11000 | X050NGS3H |  |  | AS 2374.1 | 11kV | 240 | 50 | Single Phase | New Zealand | 45474 | Approved | FALSE | 99 |  |  | Class 1 | Oil Immersed | Unavailable |  | http://www.abb.co.nz
AS/NZS 2374.1.2:2003/Amdt 1:2005 | ETEL | New Zealand | 11000 | D206 |  |  | AS 2374.1 | 11kV | 415 | 30 | Three Phase | Australia,New Zealand | 17177 | Approved | FALSE | 98.325 |  |  | Class 2 | Oil Immersed | Unavailable
AS/NZS 2374.1.2:2003/Amdt 1:2005 | ETEL | New Zealand | 11000 | D242 |  |  | AS 2374.1 | 11kV | 240 | 50 | Single Phase | Australia,New Zealand | 17176 | Approved | FALSE | 98.9 |  |  | Class 1 | Oil Immersed | Unavailable
AS/NZS 2374.1.2:2003/Amdt 1:2005 | ETEL | New Zealand | 11000 | D209 |  |  | AS 2374.1 | 11kV | 415 | 100 | Three Phase | Australia,New Zealand | 17181 | Approved | FALSE | 98.76 |  |  | Class 2 | Oil Immersed | Unavailable
AS/NZS 2374.1.2:2003/Amdt 1:2005 | ETEL | New Zealand | 11000 | D215 |  |  | AS 2374.1 | 11kV | 415 | 1000 | Three Phase | Australia,New Zealand | 17188 | Approved | FALSE | 99.27 |  |  | Class 2 | Oil Immersed | Unavailable
AS/NZS 2374.1.2:2003/Amdt 1:2005 | ETEL | New Zealand | 11000 | D212 |  |  | AS 2374.1 | 11kV | 415 | 300 | Three Phase | Australia,New Zealand | 17185 | Approved | FALSE | 99.027 |  |  | Class 2 | Oil Immersed | Unavailable
AS/NZS 2374.1.2:2003/Amdt 1:2005 | ETEL | New Zealand | 11000 | D211 |  |  | AS 2374.1 | 11kV | 415 | 200 | Three Phase | Australia,New Zealand | 17184 | Approved | FALSE | 98.94 |  |  | Class 2 | Oil Immersed | Unavailable
AS/NZS 2374.1.2:2003/Amdt 1:2005 | ABB | New Zealand | 22000 | X075PHW3B |  |  | AS 2374.1 | 22kV | 415 | 75 | Three Phase | New Zealand | 17021 | Approved | FALSE | 98.79 |  |  | Class 2 | Oil Immersed | Unavailable
AS/NZS 2374.1.2:2003/Amdt 1:2005 | ETEL | New Zealand | 22000 | D232 |  |  | AS 2374.1 | 22kV | 433 | 315 | Three Phase | Australia,New Zealand | 17279 | Approved | FALSE | 99.04 |  |  | Class 2 | Oil Immersed | Unavailable
AS/NZS 2374.1.2:2003/Amdt 1:2005 | ETEL | New Zealand | 22000 | D222 |  |  | AS 2374.1 | 22kV | 433 | 100 | Three Phase | Australia,New Zealand | 17194 | Approved | FALSE | 98.76 |  |  | Class 2 | Oil Immersed | Unavailable
AS/NZS 2374.1.2:2003/Amdt 1:2005 | ABB | New Zealand | 11000 | X015NGS3F |  |  | AS 2374.1 | 11kV | 240 | 15 | Single Phase | New Zealand | 16884 | Approved | FALSE | 98.57 |  |  | Class 1 | Oil Immersed | Unavailable
AS/NZS 2374.1.2:2003/Amdt 1:2005 | ABB | New Zealand | 11000 | X300NHM3M |  |  | AS 2374.1 | 11kV | 415 | 300 | Three Phase | New Zealand | 16591 | Approved | FALSE | 99.16 |  |  | Class 2 | Oil Immersed | Unavailable
AS/NZS 2374.1.2:2003/Amdt 1:2005 | ABB | New Zealand | 11000 | X150NHW3B |  |  | AS 2374.1 | 11kV | 415 | 150 | Three Phase | New Zealand | 16579 | Approved | FALSE | 99.08 |  |  | Class 2 | Oil Immersed | Unavailable
AS/NZS 2374.1.2:2003/Amdt 1:2005 | ABB | New Zealand | 11000 | X100NHW3H |  |  | AS 2374.1 | 11kV | 415 | 100 | Three Phase | New Zealand | 16578 | Approved | FALSE | 98.98 |  |  | Class 2 | Oil Immersed | Unavailable
AS/NZS 2374.1.2:2003/Amdt 1:2005 | ETEL | New Zealand | 12700 | D252 |  |  | AS 2374.1 | 22kV | 250 | 10 | Single Phase | Australia,New Zealand | 17931 | Approved | TRUE | 98.3 |  |  | Class 1 | Oil Immersed | Unavailable
AS/NZS 2374.1.2:2003/Amdt 1:2005 | ETEL | New Zealand | 11000 | D253 |  |  | AS 2374.1 | 11kV | 250 | 10 | Single Phase | Australia,New Zealand | 17930 | Approved | FALSE | 98.3 |  |  | Class 1 | Oil Immersed | Unavailable
AS/NZS 2374.1.2:2003/Amdt 1:2005 | ETEL | New Zealand | 11000 | D243 |  |  | AS 2374.1 | 11kV | 415 | 15 | Three Phase | Australia,New Zealand | 17751 | Approved | FALSE | 98.19 |  |  | Class 2 | Oil Immersed | Unavailable
AS/NZS 2374.1.2:2003/Amdt 1:2005 | ETEL | New Zealand | 22000 | D224 |  |  | AS 2374.1 | 22kV | 415 | 200 | Three Phase | Australia,New Zealand | 17303 | Approved | FALSE | 98.94 |  |  | Class 2 | Oil Immersed | Unavailable
AS/NZS 2374.1.2:2003/Amdt 1:2005 | ETEL | New Zealand | 11000 | D207 |  |  | AS 2374.1 | 11kV | 415 | 50 | Three Phase | Australia,New Zealand | 17179 | Approved | FALSE | 98.51 |  |  | Class 2 | Oil Immersed | Unavailable
AS/NZS 2374.1.2:2003/Amdt 1:2005 | ETEL | New Zealand | 22000 | D217 |  |  | AS 2374.1 | 22kV | 250 | 25 | Single Phase | Australia,New Zealand | 17190 | Approved | FALSE | 98.7 |  |  | Class 1 | Oil Immersed | Unavailable
AS/NZS 2374.1.2:2003/Amdt 1:2005 | VIJAI | India | 11000 | V-AMT 50 |  |  | AS 2374.1 | 11kV | 415 | 50 | Three Phase | Australia,Fiji,New Zealand | 35174 | Expired | FALSE | 99.16 | 2012-09-18 |  | Class 2 | Oil Immersed | Unavailable
AS/NZS 2374.1.2:2003/Amdt 1:2005 | VIJAI | India | 11000 | 11kV 3 ph |  |  | AS 2374.1 | 11kV | 415 | 50 | Three Phase | Australia,Fiji,New Zealand | 35174 | Expired | FALSE | 99.16 | 2012-09-18 |  | Class 2 | Oil Immersed | Unavailable
AS/NZS 2374.1.2:2003/Amdt 1:2005 | TYREE | Australia | 22000 | 16M1J |  |  | AS 2374.1 | 22kV | 250 | 16 | Single Phase | Australia | 30325 | Expired | FALSE | 98.61 | 2012-01-16 |  | Class 1 | Oil Immersed | Unavailable | http://tyree.com.au/
AS/NZS 2374.1.2:2003/Amdt 1:2005 | TYREE | Australia | 22000 | 16M2J |  |  | AS 2374.1 | 22kV | 250 | 16 | Single Phase | Australia | 30325 | Expired | FALSE | 98.61 | 2012-01-16 |  | Class 1 | Oil Immersed | Unavailable | http://tyree.com.au/
AS/NZS 2374.1.2:2003/Amdt 1:2005 | TYREE | Australia | 11000 | 500M4J |  |  | AS 2374.1 | 11kV | 433 | 500 | Three Phase | Australia | 30976 | Expired | FALSE | 99.27 | 2012-01-16 |  | Class 2 | Oil Immersed | Unavailable | http://tyree.com.au/
AS/NZS 2374.1.2:2003/Amdt 1:2005 | TYREE | Australia | 11000 | 500M5J |  |  | AS 2374.1 | 11kV | 433 | 500 | Three Phase | Australia | 30976 | Expired | FALSE | 99.27 | 2012-01-16 |  | Class 2 | Oil Immersed | Unavailable | http://tyree.com.au/
AS/NZS 2374.1.2:2003/Amdt 1:2005 | TYREE | Australia | 11000 | 500M4L |  |  | AS 2374.1 | 11kV | 433 | 500 | Three Phase | Australia | 30976 | Expired | FALSE | 99.27 | 2012-01-16 |  | Class 2 | Oil Immersed | Unavailable | http://tyree.com.au/
AS/NZS 2374.1.2:2003/Amdt 1:2005 | TYREE | Australia | 11000 | 500M5L |  |  | AS 2374.1 | 11kV | 433 | 500 | Three Phase | Australia | 30976 | Expired | FALSE | 99.27 | 2012-01-16 |  | Class 2 | Oil Immersed | Unavailable | http://tyree.com.au/
AS/NZS 2374.1.2:2003/Amdt 1:2005 | TYREE | Australia | 11000 | 500AA4JI |  |  | AS 2374.1 | 11kV | 433 | 500 | Three Phase | Australia | 30976 | Expired | FALSE | 99.27 | 2012-01-16 |  | Class 2 | Oil Immersed | Unavailable | http://tyree.com.au/
AS/NZS 2374.1.2:2003/Amdt 1:2005 | TYREE | Australia | 11000 | 500AA4JAI |  |  | AS 2374.1 | 11kV | 433 | 500 | Three Phase | Australia | 30976 | Expired | FALSE | 99.27 | 2012-01-16 |  | Class 2 | Oil Immersed | Unavailable | http://tyree.com.au/
AS/NZS 2374.1.2:2003/Amdt 1:2005 | TYREE | Australia | 11000 | 500M5LV |  |  | AS 2374.1 | 11kV | 433 | 500 | Three Phase | Australia | 30976 | Expired | FALSE | 99.27 | 2012-01-16 |  | Class 2 | Oil Immersed | Unavailable | http://tyree.com.au/
AS/NZS 2374.1.2:2003/Amdt 1:2005 | VIJAI | India | 11000 | 25kVA;11000/433 3 Phase |  |  | AS 2374.1 | 11kV | 433 | 25 | Three Phase | Australia | 49486 | Expired | FALSE | 98.8 | 2013-10-01 | 2013-07-23 | Class 2 | Oil Immersed | Unavailable |  | http://www.vijaielectricals.com
AS/NZS 2374.1.2:2003/Amdt 1:2005 | VIJAI | India | 11000 | 25kVA;11000/250 1 Phase |  |  | AS 2374.1 | 11kV | 250 | 25 | Single Phase | Australia | 49484 | Expired | FALSE | 98.94 | 2013-10-01 | 2013-07-23 | Class 1 | Oil Immersed | Unavailable |  | http://www.vijaielectricals.com
AS/NZS 2374.1.2:2003/Amdt 1:2005 | VIJAI | India | 11000 | 100kVA;11000/433 3 Phase |  |  | AS 2374.1 | 11kV | 433 | 100 | Three Phase | Australia | 49488 | Expired | FALSE | 99.42 | 2013-10-01 | 2013-07-23 | Class 2 | Oil Immersed | Unavailable |  | http://www.vijaielectricals.com
AS/NZS 2374.1.2:2003/Amdt 1:2005 | VIJAI | India | 11000 | 400kVA;11000/433 3 Phase |  |  | AS 2374.1 | 11kV | 433 | 400 | Three Phase | Australia | 49496 | Expired | FALSE | 99.1 | 2013-10-01 | 2013-07-23 | Class 2 | Oil Immersed | Unavailable |  | http://www.vijaielectricals.com
AS/NZS 2374.1.2:2003/Amdt 1:2005 | VIJAI | India | 11000 | 63kVA;11000/433 3 Phase |  |  | AS 2374.1 | 11kV | 433 | 63 | Three Phase | Australia | 49487 | Expired | FALSE | 98.98 | 2013-10-01 | 2013-07-23 | Class 2 | Oil Immersed | Unavailable |  | http://www.vijaielectricals.com
AS/NZS 2374.1.2:2003/Amdt 1:2005 | TYREE | Australia | 11000 | 750kVA 3ph |  |  | AS 2374.1 | 11kV | 433 | 750 | Three Phase | Australia | 39158 | Expired | FALSE | 99.25 | 2013-10-01 | 2013-07-23 | Class 2 | Oil Immersed | Unavailable | http://tyree.com.au/
AS/NZS 2374.1.2:2003/Amdt 1:2005 | ABB | New Zealand | 22000 | X150PHW3A |  |  | AS 2374.1 | 22kV | 415 | 150 | Three Phase | New Zealand | 17022 | Approved | FALSE | 98.95 |  |  | Class 2 | Oil Immersed | Unavailable
AS/NZS 2374.1.2:2003/Amdt 1:2005 | ETEL | New Zealand | 22000 | D250 |  |  | AS 2374.1 | 22kV | 433 | 200 | Three Phase | Australia,New Zealand | 17195 | Approved | FALSE | 98.94 |  |  | Class 2 | Oil Immersed | Unavailable
AS/NZS 2374.1.2:2003/Amdt 1:2005 | ETEL | New Zealand | 11000 | D214 |  |  | AS 2374.1 | 11kV | 415 | 750 | Three Phase | Australia,New Zealand | 17187 | Approved | FALSE | 99.21 |  |  | Class 2 | Oil Immersed | Unavailable
AS/NZS 2374.1.2:2003/Amdt 1:2005 | ABB | New Zealand | 11000 | XK20NHM3E |  |  | AS 2374.1 | 11kV | 415 | 2000 | Three Phase | New Zealand | 17028 | Approved | FALSE | 99.4 |  |  | Class 2 | Oil Immersed | Unavailable
AS/NZS 2374.1.2:2003/Amdt 1:2005 | ABB | New Zealand | 11000 | X500NHM3N |  |  | AS 2374.1 | 11kV | 415 | 500 | Three Phase | New Zealand | 16592 | Approved | FALSE | 99.23 |  |  | Class 2 | Oil Immersed | Unavailable
AS/NZS 2374.1.2:2003/Amdt 1:2005 | ABB | New Zealand | 11000 | XK15NKM2A |  |  | AS 2374.1 | 11kV | 415 | 1500 | Three Phase | New Zealand | 16883 | Approved | FALSE | 99.37 |  |  | Class 2 | Oil Immersed | Unavailable
AS/NZS 2374.1.2:2003/Amdt 1:2005 | ETEL | New Zealand | 11000 | D254 |  |  | AS 2374.1 | 11kV | 250 | 25 | Single Phase | Australia,New Zealand | 17932 | Approved | FALSE | 98.7 |  |  | Class 1 | Oil Immersed | Unavailable
AS/NZS 2374.1.2:2003/Amdt 1:2005 | VIJAI | India | 11000 | 25kVA;11000/433 3 Phase |  |  | AS 2374.1 | 11kV | 433 | 25 | Three Phase | Australia | 49490 | Expired | FALSE | 98.81 | 2013-10-01 | 2013-07-23 | Class 2 | Oil Immersed | Unavailable |  | http://www.vijaielectricals.com
AS/NZS 2374.1.2:2003/Amdt 1:2005 | AREVA | Indonesia | 22000 | Melody |  |  | AS 2374.1 | 11kV | 440 | 1000 | Three Phase | Australia,New Zealand | 41945 | Expired | FALSE | 99.27 | 2014-06-17 | 2013-10-23 | Class 2 | Oil Immersed | Unavailable |  | http://www.areva-td.com
AS/NZS 2374.1.2:2003/Amdt 1:2005 | AREVA | Indonesia | 11000 | Melody |  |  | AS 2374.1 | 11kV | 433 | 2000 | Three Phase | Australia | 47481 | Expired | FALSE | 99.39 | 2015-05-18 | 2013-10-23 | Class 2 | Oil Immersed | Unavailable |  | http://www.areva-td.com
AS/NZS 2374.1.2:2003/Amdt 1:2005 | TYREE | Australia | 11000 | 500M4B |  |  | AS 2374.1 | 11kV | 433 | 500 | Three Phase | Australia,New Zealand | 16386 | Expired | FALSE | 99.28 | 2011-02-03 |  | Class 2 | Oil Immersed | Unavailable | http://tyree.com.au/
AS/NZS 2374.1.2:2003/Amdt 1:2005 | TYREE | Australia | 11000 | 500M5B |  |  | AS 2374.1 | 11kV | 433 | 500 | Three Phase | Australia,New Zealand | 16386 | Expired | FALSE | 99.28 | 2011-02-03 |  | Class 2 | Oil Immersed | Unavailable | http://tyree.com.au/
AS/NZS 2374.1.2:2003/Amdt 1:2005 | TYREE | Australia | 11000 | 100M4A |  |  | AS 2374.1 | 11kV | 433 | 100 | Three Phase | Australia,New Zealand | 16501 | Expired | FALSE | 99.1 | 2011-02-03 |  | Class 2 | Oil Immersed | Unavailable | http://tyree.com.au/
AS/NZS 2374.1.2:2003/Amdt 1:2005 | TYREE | Australia | 11000 | 100M4A-B |  |  | AS 2374.1 | 11kV | 433 | 100 | Three Phase | Australia,New Zealand | 16501 | Expired | FALSE | 99.1 | 2011-02-03 |  | Class 2 | Oil Immersed | Unavailable | http://tyree.com.au/
AS/NZS 2374.1.2:2003/Amdt 1:2005 | TYREE | Australia | 11000 | 100M4S |  |  | AS 2374.1 | 11kV | 433 | 100 | Three Phase | Australia,New Zealand | 16501 | Expired | FALSE | 99.1 | 2011-02-03 |  | Class 2 | Oil Immersed | Unavailable | http://tyree.com.au/
AS/NZS 2374.1.2:2003/Amdt 1:2005 | TYREE | Australia | 11000 | 100M4S-B |  |  | AS 2374.1 | 11kV | 433 | 100 | Three Phase | Australia,New Zealand | 16501 | Expired | FALSE | 99.1 | 2011-02-03 |  | Class 2 | Oil Immersed | Unavailable | http://tyree.com.au/
AS/NZS 2374.1.2:2003/Amdt 1:2005 | TYREE | Australia | 11000 | 100AA4AED |  |  | AS 2374.1 | 11kV | 433 | 100 | Three Phase | Australia,New Zealand | 16501 | Expired | FALSE | 99.1 | 2011-02-03 |  | Class 2 | Oil Immersed | Unavailable | http://tyree.com.au/
AS/NZS 2374.1.2:2003/Amdt 1:2005 | TYREE | Australia | 11000 | 100M5B-B |  |  | AS 2374.1 | 11kV | 433 | 100 | Three Phase | Australia,New Zealand | 16501 | Expired | FALSE | 99.1 | 2011-02-03 |  | Class 2 | Oil Immersed | Unavailable | http://tyree.com.au/
AS/NZS 2374.1.2:2003/Amdt 1:2005 | TYREE | Australia | 11000 | 100M5B-C |  |  | AS 2374.1 | 11kV | 433 | 100 | Three Phase | Australia,New Zealand | 16501 | Expired | FALSE | 99.1 | 2011-02-03 |  | Class 2 | Oil Immersed | Unavailable | http://tyree.com.au/
AS/NZS 2374.1.2:2003/Amdt 1:2005 | TYREE | Australia | 11000 | 100AA5AED |  |  | AS 2374.1 | 11kV | 433 | 100 | Three Phase | Australia,New Zealand | 16501 | Expired | FALSE | 99.1 | 2011-02-03 |  | Class 2 | Oil Immersed | Unavailable | http://tyree.com.au/
AS/NZS 2374.1.2:2003/Amdt 1:2005 | TYREE | Australia | 22000 | 25M2A-B |  |  | AS 2374.1 | 22kV | 500 | 25 | Single Phase | Australia,New Zealand | 16581 | Expired | FALSE | 98.78 | 2011-02-03 |  | Class 1 | Oil Immersed | Unavailable | http://tyree.com.au/
AS/NZS 2374.1.2:2003/Amdt 1:2005 | TYREE | Australia | 22000 | 25M1A |  |  | AS 2374.1 | 22kV | 500 | 25 | Single Phase | Australia,New Zealand | 16581 | Expired | FALSE | 98.78 | 2011-02-03 |  | Class 1 | Oil Immersed | Unavailable | http://tyree.com.au/
AS/NZS 2374.1.2:2003/Amdt 1:2005 | TYREE | Australia | 22000 | 25M1A-B |  |  | AS 2374.1 | 22kV | 500 | 25 | Single Phase | Australia,New Zealand | 16581 | Expired | FALSE | 98.78 | 2011-02-03 |  | Class 1 | Oil Immersed | Unavailable | http://tyree.com.au/
AS/NZS 2374.1.2:2003/Amdt 1:2005 | TYREE | Australia | 22000 | 25M2A-C |  |  | AS 2374.1 | 22kV | 500 | 25 | Single Phase | Australia,New Zealand | 16581 | Expired | FALSE | 98.78 | 2011-02-03 |  | Class 1 | Oil Immersed | Unavailable | http://tyree.com.au/
AS/NZS 2374.1.2:2003/Amdt 1:2005 | TYREE | Australia | 22000 | 25AA2AED |  |  | AS 2374.1 | 22kV | 500 | 25 | Single Phase | Australia,New Zealand | 16581 | Expired | FALSE | 98.78 | 2011-02-03 |  | Class 1 | Oil Immersed | Unavailable | http://tyree.com.au/
AS/NZS 2374.1.2:2003/Amdt 1:2005 | ABB | New Zealand | 11000 | XK10NHM3F |  |  | AS 2374.1 | 11kV | 415 | 1000 | Three Phase | New Zealand | 16594 | Approved | FALSE | 99.31 |  |  | Class 2 | Oil Immersed | Unavailable
AS/NZS 2374.1.2:2003/Amdt 1:2005 | ABB | New Zealand | 11000 | X750NHM3F |  |  | AS 2374.1 | 11kV | 415 | 750 | Three Phase | New Zealand | 16593 | Approved | FALSE | 99.28 |  |  | Class 2 | Oil Immersed | Unavailable
AS/NZS 2374.1.2:2003/Amdt 1:2005 | ABB | New Zealand | 11000 | X075NHW3G |  |  | AS 2374.1 | 11kV | 415 | 75 | Three Phase | New Zealand | 16576 | Approved | FALSE | 98.85 |  |  | Class 2 | Oil Immersed | Unavailable
AS/NZS 2374.1.2:2003/Amdt 1:2005 | ABB | New Zealand | 11000 | X050NHW3G |  |  | AS 2374.1 | 11kV | 415 | 50 | Three Phase | New Zealand | 16573 | Approved | FALSE | 98.78 |  |  | Class 2 | Oil Immersed | Unavailable
AS/NZS 2374.1.2:2003/Amdt 1:2005 | ABB | New Zealand | 11000 | X050NGS3G |  |  | AS 2374.1 | 11kV | 240 | 50 | Single Phase | New Zealand | 16886 | Approved | FALSE | 98.91 |  |  | Class 1 | Oil Immersed | Unavailable
AS/NZS 2374.1.2:2003/Amdt 1:2005 | ETEL | New Zealand | 11000 | D210 |  |  | AS 2374.1 | 11kV | 415 | 150 | Three Phase | Australia,New Zealand | 17182 | Approved | FALSE | 98.85 |  |  | Class 2 | Oil Immersed | Unavailable
AS/NZS 2374.1.2:2003/Amdt 1:2005 | ABB | New Zealand | 22000 | X300PHM3B |  |  | AS 2374.1 | 22kV | 415 | 300 | Three Phase | New Zealand | 17024 | Approved | FALSE | 99.14 |  |  | Class 2 | Oil Immersed | Unavailable
AS/NZS 2374.1.2:2003/Amdt 1:2005 | ABB | New Zealand | 22000 | X050PHW3C |  |  | AS 2374.1 | 22kV | 415 | 50 | Three Phase | New Zealand | 17020 | Approved | FALSE | 98.63 |  |  | Class 2 | Oil Immersed | Unavailable
AS/NZS 2374.1.2:2003/Amdt 1:2005 | ETEL | New Zealand | 11000 | D240 |  |  | AS 2374.1 | 11kV | 240 | 15 | Single Phase | Australia,New Zealand | 16995 | Approved | FALSE | 98.484 |  |  | Class 1 | Oil Immersed | Unavailable
AS/NZS 2374.1.2:2003/Amdt 1:2005 | MERLIN GERIN | Australia | 22000 | MG100 |  |  | AS 2374.1 | 22kV |  | 100 | Three Phase | Australia,New Zealand | 17196 | Expired | FALSE | 98.79 | 2009-12-17 |  | Class 2 | Oil Immersed | Unavailable
AS/NZS 2374.1.2:2003/Amdt 1:2005 | ETEL | New Zealand | 22000 | D242 |  |  | AS 2374.1 | 22kV | 250 | 50 | Single Phase | Australia,New Zealand | 17192 | Approved | FALSE | 98.9 |  |  | Class 1 | Oil Immersed | Unavailable
AS/NZS 2374.1.2:2003/Amdt 1:2005 | ETEL | New Zealand | 22000 | D216 |  |  | AS 2374.1 | 22kV | 250 | 16 | Single Phase | Australia,New Zealand | 17189 | Approved | FALSE | 98.52 |  |  | Class 1 | Oil Immersed | Unavailable
AS/NZS 2374.1.2:2003/Amdt 1:2005 | ETEL | New Zealand | 11000 | D241 |  |  | AS 2374.1 | 11kV | 240 | 30 | Single Phase | Australia,New Zealand | 17175 | Approved | FALSE | 98.741 |  |  | Class 1 | Oil Immersed | Unavailable
AS/NZS 2374.1.2:2003/Amdt 1:2005 | MERLIN GERIN | Australia | 22000 | MG300 |  |  | AS 2374.1 | 22kV |  | 300 | Three Phase | Australia,New Zealand | 17222 | Expired | FALSE | 99.23 | 2009-12-17 |  | Class 2 | Oil Immersed | Unavailable
AS/NZS 2374.1.2:2003/Amdt 1:2005 | WILSON | Australia | 11000 | 315 kva |  |  | AS 2374.1 | 11kV | 433 | 315 | Three Phase | Australia,New Zealand | 17317 | Expired | FALSE | 99.22 | 2009-12-17 |  | Class 2 | Oil Immersed | Unavailable | http://www.wtc.com.au/
AS/NZS 2374.1.2:2003/Amdt 1:2005 | MERLIN GERIN | Australia | 22000 | MG1000 |  |  | AS 2374.1 | 11kV |  | 1000 | Three Phase | Australia,New Zealand | 17457 | Expired | FALSE | 99.52 | 2009-12-17 |  | Class 2 | Oil Immersed | Unavailable
AS/NZS 2374.1.2:2003/Amdt 1:2005 | MERLIN GERIN | Australia | 22000 | MG1250 |  |  | AS 2374.1 | 11kV |  | 1250 | Three Phase | Australia,New Zealand | 17556 | Expired | FALSE | 99.41 | 2009-12-17 |  | Class 2 | Oil Immersed | Unavailable
AS/NZS 2374.1.2:2003/Amdt 1:2005 | ABB | Australia | 22000 | 3 phase /200 kVA |  |  | AS 2374.1 | 11kV | 433 | 200 | Three Phase | Australia,New Zealand | 17870 | Expired | FALSE | 98.98 | 2009-10-26 |  | Class 2 | Oil Immersed | Available
AS/NZS 2374.1.2:2003/Amdt 1:2005 | ABB | Australia | 22000 | LW |  |  | AS 2374.1 | 11kV | 433 | 200 | Three Phase | Australia,New Zealand | 17870 | Expired | FALSE | 98.98 | 2009-10-26 |  | Class 2 | Oil Immersed | Available
AS/NZS 2374.1.2:2003/Amdt 1:2005 | ABB | Australia | 22000 | LS |  |  | AS 2374.1 | 11kV | 433 | 200 | Three Phase | Australia,New Zealand | 17870 | Expired | FALSE | 98.98 | 2009-10-26 |  | Class 2 | Oil Immersed | Available
AS/NZS 2374.1.2:2003/Amdt 1:2005 | ABB | Australia | 11000 | 3 phase / 2000 kVA |  |  | AS 2374.1 | 11kV | 430 | 2000 | Three Phase | Australia,New Zealand | 17876 | Expired | FALSE | 99.44 | 2009-10-26 |  | Class 2 | Oil Immersed | Available
AS/NZS 2374.1.2:2003/Amdt 1:2005 | ABB | Australia | 11000 | LW |  |  | AS 2374.1 | 11kV | 430 | 2000 | Three Phase | Australia,New Zealand | 17876 | Expired | FALSE | 99.44 | 2009-10-26 |  | Class 2 | Oil Immersed | Available
AS/NZS 2374.1.2:2003/Amdt 1:2005 | ABB | Australia | 11000 | LS |  |  | AS 2374.1 | 11kV | 430 | 2000 | Three Phase | Australia,New Zealand | 17876 | Expired | FALSE | 99.44 | 2009-10-26 |  | Class 2 | Oil Immersed | Available
AS/NZS 2374.1.2:2003/Amdt 1:2005 | AREVA | France | 11000 | 29R8661 |  |  | AS 2374.1 | 11kV | 433 | 1600 | Three Phase | Australia | 24388 | Expired | FALSE | 99.16 | 2011-03-10 |  | Class 5 | Dry Type | Unavailable
AS/NZS 2374.1.2:2003/Amdt 1:2005 | APEQ | China | 11000 | APEQ-CEEG 0.5 |  |  | AS 2374.1 | 11kV | 400 | 500 | Three Phase | Australia,New Zealand | 57963 | Expired | FALSE | 99.13 | 2016-06-07 | 2013-10-23 | Class 2 | Oil Immersed | Unavailable |  | http://www.apeq.com.au
AS/NZS 2374.1.2:2003/Amdt 1:2005 | APEQ | China | 11000 | APEQ-CEEG 0.75 |  |  | AS 2374.1 | 11kV | 400 | 500 | Three Phase | Australia,New Zealand | 57963 | Expired | FALSE | 99.13 | 2016-06-07 | 2013-10-23 | Class 2 | Oil Immersed | Unavailable |  | http://www.apeq.com.au
AS/NZS 2374.1.2:2003/Amdt 1:2005 | APEQ | China | 11000 | APEQ-CEEG 1 |  |  | AS 2374.1 | 11kV | 400 | 500 | Three Phase | Australia,New Zealand | 57963 | Expired | FALSE | 99.13 | 2016-06-07 | 2013-10-23 | Class 2 | Oil Immersed | Unavailable |  | http://www.apeq.com.au
AS/NZS 2374.1.2:2003/Amdt 1:2005 | APEQ | China | 11000 | APEQ-CEEG 1.5 |  |  | AS 2374.1 | 11kV | 400 | 500 | Three Phase | Australia,New Zealand | 57963 | Expired | FALSE | 99.13 | 2016-06-07 | 2013-10-23 | Class 2 | Oil Immersed | Unavailable |  | http://www.apeq.com.au
AS/NZS 2374.1.2:2003/Amdt 1:2005 | APEQ | China | 11000 | APEQ-CEEG 2 |  |  | AS 2374.1 | 11kV | 400 | 500 | Three Phase | Australia,New Zealand | 57963 | Expired | FALSE | 99.13 | 2016-06-07 | 2013-10-23 | Class 2 | Oil Immersed | Unavailable |  | http://www.apeq.com.au
AS/NZS 2374.1.2:2003/Amdt 1:2005 | APEQ | China | 11000 | APEQ-CEEG 2.5 |  |  | AS 2374.1 | 11kV | 400 | 500 | Three Phase | Australia,New Zealand | 57963 | Expired | FALSE | 99.13 | 2016-06-07 | 2013-10-23 | Class 2 | Oil Immersed | Unavailable |  | http://www.apeq.com.au
AS/NZS 2374.1.2:2003/Amdt 1:2005 | ABB | Vietnam | 11000 | XK10NHM3F |  | FALSE | AS 60076.1:2005 | 11kV | 415 | 1000 | Three Phase | New Zealand | 110473 | Approved | FALSE | 99.35 | 2117-10-17 |  | Class 2 | Oil Immersed | Available | http://new.abb.com/vn | http://www.abb.co.nz
AS/NZS 2374.1.2:2003/Amdt 1:2005 | ABB | New Zealand | 11000 | X200NHW3F |  |  | AS 2374.1 | 11kV | 415 | 200 | Three Phase | New Zealand | 16580 | Approved | FALSE | 99.16 |  |  | Class 2 | Oil Immersed | Unavailable
AS/NZS 2374.1.2:2003/Amdt 1:2005 | ETEL Limited | New Zealand | 11000 | D528 |  | FALSE | AS 60076.1:2005 | 11kV | 415 | 2500 | Three Phase | New Zealand | 130916 | Approved | FALSE | 99.4 | 2120-07-21 |  | Class 2 | Oil Immersed | Available | http://www.eteltransformers.co.nz/
AS/NZS 2374.1.2:2003/Amdt 1:2005 | ABB | New Zealand | 22000 | X200PHM3B |  |  | AS 2374.1 | 22kV | 415 | 200 | Three Phase | New Zealand | 17023 | Approved | FALSE | 98.96 |  |  | Class 2 | Oil Immersed | Unavailable
Greenhouse and Energy Minimum Standards (Power Transformers) Determination 2012 | TYREE | Australia | 11000 | 2000M4** | 2000M4** | FALSE | AS 2374.1 | 11kV | 415 | 2000 | Three Phase | Australia,Fiji,New Zealand | 98422 | Approved | FALSE | 99.41 | 2021-05-16 |  | Class 2 | Oil Immersed | Available | http://tyree.com.au/ | http://www.tyree.com.au
Greenhouse and Energy Minimum Standards (Power Transformers) Determination 2012 | TYREE | Australia | 11000 | 2000M426 | 2000M4** | FALSE | AS 2374.1 | 11kV | 415 | 2000 | Three Phase | Australia,Fiji,New Zealand | 98422 | Approved | FALSE | 99.41 | 2021-05-16 |  | Class 2 | Oil Immersed | Available | http://tyree.com.au/ | http://www.tyree.com.au
Greenhouse and Energy Minimum Standards (Power Transformers) Determination 2012 | SCHNEIDER ELECTRIC | Australia | 11000 | MG200-22kV | MG200 | FALSE | AS 2374.1 | 11kV | 433 | 200 | Three Phase | Australia | 106244 | Approved | FALSE | 99.11 | 2022-04-03 |  | Class 2 | Oil Immersed | Available
Greenhouse and Energy Minimum Standards (Power Transformers) Determination 2012 | SCHNEIDER ELECTRIC | Australia | 11000 | MG200-11kV | MG200 | FALSE | AS 2374.1 | 11kV | 433 | 200 | Three Phase | Australia | 106244 | Approved | FALSE | 99.11 | 2022-04-03 |  | Class 2 | Oil Immersed | Available
Greenhouse and Energy Minimum Standards (Power Transformers) Determination 2012 | SCHNEIDER ELECTRIC | Australia | 11000 | MG200 | MG200 | FALSE | AS 2374.1 | 11kV | 433 | 200 | Three Phase | Australia | 106244 | Approved | FALSE | 99.11 | 2022-04-03 |  | Class 2 | Oil Immersed | Available
Greenhouse and Energy Minimum Standards (Power Transformers) Determination 2012 | SCHNEIDER ELECTRIC | Australia | 22000 | MG100 | MG100 | FALSE | AS 2374.1 | 22kV | 433 | 100 | Three Phase | Australia | 64073 | Archived | FALSE | 98.99 | 2017-04-03 |  | Class 2 | Oil Immersed | Unavailable
Greenhouse and Energy Minimum Standards (Power Transformers) Determination 2012 | SCHNEIDER ELECTRIC | Australia | 22000 | MG100 | MG100 | FALSE | AS 2374.1 | 22kV | 433 | 100 | Three Phase | Australia | 64073 | Archived | FALSE | 98.99 | 2017-04-03 |  | Class 2 | Oil Immersed | Unavailable
Greenhouse and Energy Minimum Standards (Power Transformers) Determination 2012 | SCHNEIDER ELECTRIC | Australia | 22000 | MG300 | MG300 | FALSE | AS 2374.1 | 22kV | 433 | 300 | Three Phase | Australia | 64070 | Archived | FALSE | 99.18 | 2017-04-03 |  | Class 2 | Oil Immersed | Unavailable
Greenhouse and Energy Minimum Standards (Power Transformers) Determination 2012 | SCHNEIDER ELECTRIC | Australia | 22000 | MG300 | MG300 | FALSE | AS 2374.1 | 22kV | 433 | 300 | Three Phase | Australia | 64070 | Archived | FALSE | 99.18 | 2017-04-03 |  | Class 2 | Oil Immersed | Unavailable
Greenhouse and Energy Minimum Standards (Power Transformers) Determination 2012 | SCHNEIDER ELECTRIC | Australia | 11000 | MG250 | MG250 | FALSE | AS 2374.1 | 11kV | 415 | 250 | Three Phase | Australia | 64074 | Archived | FALSE | 99.13 | 2017-04-03 |  | Class 2 | Oil Immersed | Unavailable
Greenhouse and Energy Minimum Standards (Power Transformers) Determination 2012 | SCHNEIDER ELECTRIC | Australia | 11000 | MG250 | MG250 | FALSE | AS 2374.1 | 11kV | 415 | 250 | Three Phase | Australia | 64074 | Archived | FALSE | 99.13 | 2017-04-03 |  | Class 2 | Oil Immersed | Unavailable
Greenhouse and Energy Minimum Standards (Power Transformers) Determination 2012 | SCHNEIDER ELECTRIC | Australia | 11000 | MG200 | MG200 | FALSE | AS 2374.1 | 11kV | 433 | 200 | Three Phase | Australia | 64069 | Archived | FALSE | 99.11 | 2017-04-03 |  | Class 2 | Oil Immersed | Unavailable
Greenhouse and Energy Minimum Standards (Power Transformers) Determination 2012 | SCHNEIDER ELECTRIC | Australia | 11000 | MG200 | MG200 | FALSE | AS 2374.1 | 11kV | 433 | 200 | Three Phase | Australia | 64069 | Archived | FALSE | 99.11 | 2017-04-03 |  | Class 2 | Oil Immersed | Unavailable
Greenhouse and Energy Minimum Standards (Power Transformers) Determination 2012 | SCHNEIDER ELECTRIC | Australia | 22000 | MG100-22kV | MG100 | FALSE | AS 2374.1 | 22kV | 433 | 100 | Three Phase | Australia | 106250 | Approved | FALSE | 98.99 | 2022-04-03 |  | Class 2 | Oil Immersed | Available
Greenhouse and Energy Minimum Standards (Power Transformers) Determination 2012 | SCHNEIDER ELECTRIC | Australia | 22000 | MG100-11kV | MG100 | FALSE | AS 2374.1 | 22kV | 433 | 100 | Three Phase | Australia | 106250 | Approved | FALSE | 98.99 | 2022-04-03 |  | Class 2 | Oil Immersed | Available
Greenhouse and Energy Minimum Standards (Power Transformers) Determination 2012 | SCHNEIDER ELECTRIC | Australia | 22000 | MG100 | MG100 | FALSE | AS 2374.1 | 22kV | 433 | 100 | Three Phase | Australia | 106250 | Approved | FALSE | 98.99 | 2022-04-03 |  | Class 2 | Oil Immersed | Available
Greenhouse and Energy Minimum Standards (Power Transformers) Determination 2012 | WILSON | Australia | 11000 | 2000 kva |  |  | AS 2374.1 | 11kV | 433 | 2000 | Three Phase | Australia,New Zealand | 56981 | Archived | FALSE | 99.42 | 2016-04-17 |  | Class 2 | Oil Immersed | Unavailable | http://www.wtc.com.au/ | http://www.wtc.com.au
Greenhouse and Energy Minimum Standards (Power Transformers) Determination 2012 | WILSON | Australia | 11000 | 315 kva |  |  | AS 2374.1 | 11kV | 433 | 315 | Three Phase | Australia,New Zealand | 56988 | Archived | FALSE | 99.22 | 2016-04-17 |  | Class 2 | Oil Immersed | Unavailable | http://www.wtc.com.au/ | http://www.wtc.com.au
Greenhouse and Energy Minimum Standards (Power Transformers) Determination 2012 | TYREE | Australia | 22000 | 2300kVA 3ph |  |  | AS 2374.1 | 22kV | 415 | 2300 | Three Phase | Australia | 59134 | Expired | FALSE | 99.4 | 2016-07-31 |  | Class 2 | Oil Immersed | Unavailable | http://tyree.com.au/ | http://www.tyree.com.au
Greenhouse and Energy Minimum Standards (Power Transformers) Determination 2012 | WILSON | Australia | 11000 | MEPS | MEPS | FALSE | AS 2374.1 | 11kV | 433 | 750 | Three Phase | Australia,New Zealand | 97798 | Approved | FALSE | 99.43 | 2021-04-17 |  | Class 2 | Oil Immersed | Available | http://www.wtc.com.au/ | http://www.wtc.com.au
Greenhouse and Energy Minimum Standards (Power Transformers) Determination 2012 | WILSON | Australia | 11000 | 750 kva 11kv | MEPS | FALSE | AS 2374.1 | 11kV | 433 | 750 | Three Phase | Australia,New Zealand | 97798 | Approved | FALSE | 99.43 | 2021-04-17 |  | Class 2 | Oil Immersed | Available | http://www.wtc.com.au/ | http://www.wtc.com.au
Greenhouse and Energy Minimum Standards (Power Transformers) Determination 2012 | WILSON | Australia | 11000 | 750 kva 22kv | MEPS | FALSE | AS 2374.1 | 11kV | 433 | 750 | Three Phase | Australia,New Zealand | 97798 | Approved | FALSE | 99.43 | 2021-04-17 |  | Class 2 | Oil Immersed | Available | http://www.wtc.com.au/ | http://www.wtc.com.au
Greenhouse and Energy Minimum Standards (Power Transformers) Determination 2012 | WILSON | Australia | 11000 | MEPS | MEPS | FALSE | AS 2374.1 | 11kV | 433 | 100 | Three Phase | Australia,New Zealand | 97795 | Approved | FALSE | 98.93 | 2021-04-17 |  | Class 2 | Oil Immersed | Available | http://www.wtc.com.au/ | http://www.wtc.com.au
Greenhouse and Energy Minimum Standards (Power Transformers) Determination 2012 | WILSON | Australia | 11000 | 100 kva 11kv | MEPS | FALSE | AS 2374.1 | 11kV | 433 | 100 | Three Phase | Australia,New Zealand | 97795 | Approved | FALSE | 98.93 | 2021-04-17 |  | Class 2 | Oil Immersed | Available | http://www.wtc.com.au/ | http://www.wtc.com.au
Greenhouse and Energy Minimum Standards (Power Transformers) Determination 2012 | WILSON | Australia | 11000 | 100 kva 22kv | MEPS | FALSE | AS 2374.1 | 11kV | 433 | 100 | Three Phase | Australia,New Zealand | 97795 | Approved | FALSE | 98.93 | 2021-04-17 |  | Class 2 | Oil Immersed | Available | http://www.wtc.com.au/ | http://www.wtc.com.au
Greenhouse and Energy Minimum Standards (Power Transformers) Determination 2012 | WILSON | Australia | 11000 | MEPS | MEPS | TRUE | AS 2374.1 | 11kV | 433 | 315 | Three Phase | Australia,New Zealand | 97796 | Approved | FALSE | 99.22 | 2021-04-17 |  | Class 2 | Oil Immersed | Available | http://www.wtc.com.au/ | http://www.wtc.com.au
Greenhouse and Energy Minimum Standards (Power Transformers) Determination 2012 | WILSON | Australia | 11000 | 315 kva 11kv | MEPS | TRUE | AS 2374.1 | 11kV | 433 | 315 | Three Phase | Australia,New Zealand | 97796 | Approved | FALSE | 99.22 | 2021-04-17 |  | Class 2 | Oil Immersed | Available | http://www.wtc.com.au/ | http://www.wtc.com.au
Greenhouse and Energy Minimum Standards (Power Transformers) Determination 2012 | WILSON | Australia | 11000 | 315 kva 22kv | MEPS | TRUE | AS 2374.1 | 11kV | 433 | 315 | Three Phase | Australia,New Zealand | 97796 | Approved | FALSE | 99.22 | 2021-04-17 |  | Class 2 | Oil Immersed | Available | http://www.wtc.com.au/ | http://www.wtc.com.au
Greenhouse and Energy Minimum Standards (Power Transformers) Determination 2012 | TYREE | Italy | 11000 | 100M4 | 100M4** | FALSE | AS 2374.1 | 11kV | 433 | 100 | Three Phase | Australia,Fiji,New Zealand | 102347 | Approved | FALSE | 98.82 | 2021-10-04 |  | Class 2 | Oil Immersed | Available | http://tyree.com.au/ | http://www.tyree.com.au
Greenhouse and Energy Minimum Standards (Power Transformers) Determination 2012 | TYREE | Italy | 11000 | 100M4** | 100M4** | FALSE | AS 2374.1 | 11kV | 433 | 100 | Three Phase | Australia,Fiji,New Zealand | 102347 | Approved | FALSE | 98.82 | 2021-10-04 |  | Class 2 | Oil Immersed | Available | http://tyree.com.au/ | http://www.tyree.com.au
Greenhouse and Energy Minimum Standards (Power Transformers) Determination 2012 | TYREE | Italy | 11000 | 100M4JSA-50 | 100M4** | FALSE | AS 2374.1 | 11kV | 433 | 100 | Three Phase | Australia,Fiji,New Zealand | 102347 | Approved | FALSE | 98.82 | 2021-10-04 |  | Class 2 | Oil Immersed | Available | http://tyree.com.au/ | http://www.tyree.com.au
Greenhouse and Energy Minimum Standards (Power Transformers) Determination 2012 | TYREE | Australia | 11000 | 25M4 | 25M4** | FALSE | AS 2374.1 | 11kV | 433 | 25 | Three Phase | Australia,Fiji,New Zealand | 102345 | Approved | FALSE | 98.49 | 2021-10-04 |  | Class 2 | Oil Immersed | Available | http://tyree.com.au/ | http://www.tyree.com.au
Greenhouse and Energy Minimum Standards (Power Transformers) Determination 2012 | TYREE | Australia | 11000 | 25M4JE | 25M4** | FALSE | AS 2374.1 | 11kV | 433 | 25 | Three Phase | Australia,Fiji,New Zealand | 102345 | Approved | FALSE | 98.49 | 2021-10-04 |  | Class 2 | Oil Immersed | Available | http://tyree.com.au/ | http://www.tyree.com.au
Greenhouse and Energy Minimum Standards (Power Transformers) Determination 2012 | TYREE | Australia | 11000 | 25M4** | 25M4** | FALSE | AS 2374.1 | 11kV | 433 | 25 | Three Phase | Australia,Fiji,New Zealand | 102345 | Approved | FALSE | 98.49 | 2021-10-04 |  | Class 2 | Oil Immersed | Available | http://tyree.com.au/ | http://www.tyree.com.au
Greenhouse and Energy Minimum Standards (Power Transformers) Determination 2012 | CCT | Thailand | 11000 | Charoenchai Transformer | Charoenchai Transformer | TRUE | AS 2374.1 | 11kV | 418 | 1000 | Three Phase | Australia | 70922 | Expired | FALSE | 99.37 | 2019-01-29 |  | Class 2 | Oil Immersed | Unavailable |  | http://Charoenchai Transformers
Greenhouse and Energy Minimum Standards (Power Transformers) Determination 2012 | CCT | Thailand | 11000 | MEPS 1000kVA 11kV 418/241V | Charoenchai Transformer | TRUE | AS 2374.1 | 11kV | 418 | 1000 | Three Phase | Australia | 70922 | Expired | FALSE | 99.37 | 2019-01-29 |  | Class 2 | Oil Immersed | Unavailable |  | http://Charoenchai Transformers
Greenhouse and Energy Minimum Standards (Power Transformers) Determination 2012 | CCT | Thailand | 22000 | 123228-44 (2500kVA 22-6.9kV KNAN) |  | FALSE | AS 2374.1 | 22kV | 6900 | 2500 | Three Phase | Australia | 128104 | Approved | FALSE | 99.42 | 2025-04-03 |  | Class 2 | Oil Immersed | Available |  | http://Charoenchai Transformers
Greenhouse and Energy Minimum Standards (Power Transformers) Determination 2012 | CCT | Thailand | 11000 | 123528-53 (2500kVA 11-0.415kV KNAN K4-Factor) |  | FALSE | AS 2374.1 | 11kV | 415 | 2500 | Three Phase | Australia | 134150 | Approved | FALSE | 99.42 | 2025-11-17 |  | Class 2 | Oil Immersed | Available |  | http://Charoenchai Transformers
Greenhouse and Energy Minimum Standards (Power Transformers) Determination 2012 | TYREE | Australia | 22000 | 25M2** | 25M2** | FALSE | AS 2374.1 | 22kV | 500 | 25 | Single Phase | Australia,Fiji,New Zealand | 98399 | Approved | FALSE | 98.83 | 2021-06-06 |  | Class 1 | Oil Immersed | Available | http://tyree.com.au/ | http://www.tyree.com.au
Greenhouse and Energy Minimum Standards (Power Transformers) Determination 2012 | TYREE | Australia | 22000 | 25M2JE | 25M2** | FALSE | AS 2374.1 | 22kV | 500 | 25 | Single Phase | Australia,Fiji,New Zealand | 98399 | Approved | FALSE | 98.83 | 2021-06-06 |  | Class 1 | Oil Immersed | Available | http://tyree.com.au/ | http://www.tyree.com.au
Greenhouse and Energy Minimum Standards (Power Transformers) Determination 2012 | SCHNEIDER ELECTRIC | Turkey | 11000 | SEE2000 |  | FALSE | AS 2374.1 | 11kV | 420 | 2000 | Three Phase | Australia | 71449 | Expired | FALSE | 99.39 | 2018-04-12 |  | Class 2 | Oil Immersed | Unavailable
Greenhouse and Energy Minimum Standards (Power Transformers) Determination 2012 | TYREE | Australia | 19100 | 10M7 |  |  | AS 2374.1 | 22kV | 250 | 10 | Single Phase | Australia,New Zealand | 37751 | Expired | TRUE | 98.39 | 2013-07-29 |  | Class 1 | Oil Immersed | Unavailable | http://tyree.com.au/
Greenhouse and Energy Minimum Standards (Power Transformers) Determination 2012 | TYREE | Australia | 19100 | 10M8 |  |  | AS 2374.1 | 22kV | 250 | 10 | Single Phase | Australia,New Zealand | 37751 | Expired | TRUE | 98.39 | 2013-07-29 |  | Class 1 | Oil Immersed | Unavailable | http://tyree.com.au/
Greenhouse and Energy Minimum Standards (Power Transformers) Determination 2012 | PLP Ultra Efficient Transformers | India | 22000 | 63KVA 3-phase 11KV |  |  | AS 2374.1 | 22kV | 433 | 63 | Three Phase | Australia,New Zealand | 57061 | Expired | TRUE | 98.93 | 2016-04-16 |  | Class 2 | Oil Immersed | Unavailable |  | http://www.preformed.com.au
Greenhouse and Energy Minimum Standards (Power Transformers) Determination 2012 | PLP Ultra Efficient Transformers | India | 22000 | 63KVA 3-phase 22KV |  |  | AS 2374.1 | 22kV | 433 | 63 | Three Phase | Australia,New Zealand | 57061 | Expired | TRUE | 98.93 | 2016-04-16 |  | Class 2 | Oil Immersed | Unavailable |  | http://www.preformed.com.au
Greenhouse and Energy Minimum Standards (Power Transformers) Determination 2012 | PLP Ultra Efficient Transformers | India | 22000 | 63KVA 3-phase 33KV |  |  | AS 2374.1 | 22kV | 433 | 63 | Three Phase | Australia,New Zealand | 57061 | Expired | TRUE | 98.93 | 2016-04-16 |  | Class 2 | Oil Immersed | Unavailable |  | http://www.preformed.com.au
Greenhouse and Energy Minimum Standards (Power Transformers) Determination 2012 | PLP Ultra Efficient Transformers | India | 22000 | 63KVA 3-phase dual ratio |  |  | AS 2374.1 | 22kV | 433 | 63 | Three Phase | Australia,New Zealand | 57061 | Expired | TRUE | 98.93 | 2016-04-16 |  | Class 2 | Oil Immersed | Unavailable |  | http://www.preformed.com.au
Greenhouse and Energy Minimum Standards (Power Transformers) Determination 2012 | PLP Ultra Efficient Transformers | India | 22000 | 63KVA 3-phase special ratio |  |  | AS 2374.1 | 22kV | 433 | 63 | Three Phase | Australia,New Zealand | 57061 | Expired | TRUE | 98.93 | 2016-04-16 |  | Class 2 | Oil Immersed | Unavailable |  | http://www.preformed.com.au
Greenhouse and Energy Minimum Standards (Power Transformers) Determination 2012 | PLP Ultra Efficient Transformers | India | 22000 | 25KVA 3-phase 11KV |  |  | AS 2374.1 | 22kV | 433 | 25 | Three Phase | Australia,New Zealand | 57058 | Expired | TRUE | 98.69 | 2016-04-16 |  | Class 2 | Oil Immersed | Unavailable |  | http://www.preformed.com.au
Greenhouse and Energy Minimum Standards (Power Transformers) Determination 2012 | PLP Ultra Efficient Transformers | India | 22000 | 25KVA 3-phase 22KV |  |  | AS 2374.1 | 22kV | 433 | 25 | Three Phase | Australia,New Zealand | 57058 | Expired | TRUE | 98.69 | 2016-04-16 |  | Class 2 | Oil Immersed | Unavailable |  | http://www.preformed.com.au
Greenhouse and Energy Minimum Standards (Power Transformers) Determination 2012 | PLP Ultra Efficient Transformers | India | 22000 | 25KVA 3-phase 33KV |  |  | AS 2374.1 | 22kV | 433 | 25 | Three Phase | Australia,New Zealand | 57058 | Expired | TRUE | 98.69 | 2016-04-16 |  | Class 2 | Oil Immersed | Unavailable |  | http://www.preformed.com.au
Greenhouse and Energy Minimum Standards (Power Transformers) Determination 2012 | PLP Ultra Efficient Transformers | India | 22000 | 25KVA 3-phase dual ratio |  |  | AS 2374.1 | 22kV | 433 | 25 | Three Phase | Australia,New Zealand | 57058 | Expired | TRUE | 98.69 | 2016-04-16 |  | Class 2 | Oil Immersed | Unavailable |  | http://www.preformed.com.au
Greenhouse and Energy Minimum Standards (Power Transformers) Determination 2012 | PLP Ultra Efficient Transformers | India | 22000 | 25KVA 3-phase special ratio |  |  | AS 2374.1 | 22kV | 433 | 25 | Three Phase | Australia,New Zealand | 57058 | Expired | TRUE | 98.69 | 2016-04-16 |  | Class 2 | Oil Immersed | Unavailable |  | http://www.preformed.com.au
Greenhouse and Energy Minimum Standards (Power Transformers) Determination 2012 | PLP Ultra Efficient Transformers | India | 11000 | 25KVA 1-phase 11KV |  |  | AS 2374.1 | 11kV | 250 | 25 | Single Phase | Australia,New Zealand | 57055 | Expired | TRUE | 98.9 | 2016-04-16 |  | Class 1 | Oil Immersed | Unavailable |  | http://www.preformed.com.au
Greenhouse and Energy Minimum Standards (Power Transformers) Determination 2012 | PLP Ultra Efficient Transformers | India | 11000 | 25KVA 1-phase 22KV |  |  | AS 2374.1 | 11kV | 250 | 25 | Single Phase | Australia,New Zealand | 57055 | Expired | TRUE | 98.9 | 2016-04-16 |  | Class 1 | Oil Immersed | Unavailable |  | http://www.preformed.com.au
Greenhouse and Energy Minimum Standards (Power Transformers) Determination 2012 | PLP Ultra Efficient Transformers | India | 11000 | 25KVA 1-phase 33KV |  |  | AS 2374.1 | 11kV | 250 | 25 | Single Phase | Australia,New Zealand | 57055 | Expired | TRUE | 98.9 | 2016-04-16 |  | Class 1 | Oil Immersed | Unavailable |  | http://www.preformed.com.au
Greenhouse and Energy Minimum Standards (Power Transformers) Determination 2012 | PLP Ultra Efficient Transformers | India | 11000 | 25KVA SWER 11KV |  |  | AS 2374.1 | 11kV | 250 | 25 | Single Phase | Australia,New Zealand | 57055 | Expired | TRUE | 98.9 | 2016-04-16 |  | Class 1 | Oil Immersed | Unavailable |  | http://www.preformed.com.au
Greenhouse and Energy Minimum Standards (Power Transformers) Determination 2012 | PLP Ultra Efficient Transformers | India | 11000 | 25KVA SWER 12.7KV |  |  | AS 2374.1 | 11kV | 250 | 25 | Single Phase | Australia,New Zealand | 57055 | Expired | TRUE | 98.9 | 2016-04-16 |  | Class 1 | Oil Immersed | Unavailable |  | http://www.preformed.com.au
Greenhouse and Energy Minimum Standards (Power Transformers) Determination 2012 | PLP Ultra Efficient Transformers | India | 11000 | 25KVA SWER 19KV |  |  | AS 2374.1 | 11kV | 250 | 25 | Single Phase | Australia,New Zealand | 57055 | Expired | TRUE | 98.9 | 2016-04-16 |  | Class 1 | Oil Immersed | Unavailable |  | http://www.preformed.com.au
Greenhouse and Energy Minimum Standards (Power Transformers) Determination 2012 | PLP Ultra Efficient Transformers | India | 11000 | 25KVA 1-phase dual ratio |  |  | AS 2374.1 | 11kV | 250 | 25 | Single Phase | Australia,New Zealand | 57055 | Expired | TRUE | 98.9 | 2016-04-16 |  | Class 1 | Oil Immersed | Unavailable |  | http://www.preformed.com.au
Greenhouse and Energy Minimum Standards (Power Transformers) Determination 2012 | PLP Ultra Efficient Transformers | India | 11000 | 25KVA 1-phase special ratio |  |  | AS 2374.1 | 11kV | 250 | 25 | Single Phase | Australia,New Zealand | 57055 | Expired | TRUE | 98.9 | 2016-04-16 |  | Class 1 | Oil Immersed | Unavailable |  | http://www.preformed.com.au
Greenhouse and Energy Minimum Standards (Power Transformers) Determination 2012 | PLP Ultra Efficient Transformers | India | 22000 | 50KVA 1-phase 11KV |  |  | AS 2374.1 | 11kV | 500 | 50 | Single Phase | Australia,New Zealand | 57053 | Expired | TRUE | 99.06 | 2016-04-16 |  | Class 1 | Oil Immersed | Unavailable |  | http://www.preformed.com.au
Greenhouse and Energy Minimum Standards (Power Transformers) Determination 2012 | PLP Ultra Efficient Transformers | India | 22000 | 50KVA 1-phase 22KV |  |  | AS 2374.1 | 11kV | 500 | 50 | Single Phase | Australia,New Zealand | 57053 | Expired | TRUE | 99.06 | 2016-04-16 |  | Class 1 | Oil Immersed | Unavailable |  | http://www.preformed.com.au
Greenhouse and Energy Minimum Standards (Power Transformers) Determination 2012 | PLP Ultra Efficient Transformers | India | 22000 | 50KVA 1-phase 33KV |  |  | AS 2374.1 | 11kV | 500 | 50 | Single Phase | Australia,New Zealand | 57053 | Expired | TRUE | 99.06 | 2016-04-16 |  | Class 1 | Oil Immersed | Unavailable |  | http://www.preformed.com.au
Greenhouse and Energy Minimum Standards (Power Transformers) Determination 2012 | PLP Ultra Efficient Transformers | India | 22000 | 50KVA SWER 11KV |  |  | AS 2374.1 | 11kV | 500 | 50 | Single Phase | Australia,New Zealand | 57053 | Expired | TRUE | 99.06 | 2016-04-16 |  | Class 1 | Oil Immersed | Unavailable |  | http://www.preformed.com.au
Greenhouse and Energy Minimum Standards (Power Transformers) Determination 2012 | PLP Ultra Efficient Transformers | India | 22000 | 50KVA SWER 12.7KV |  |  | AS 2374.1 | 11kV | 500 | 50 | Single Phase | Australia,New Zealand | 57053 | Expired | TRUE | 99.06 | 2016-04-16 |  | Class 1 | Oil Immersed | Unavailable |  | http://www.preformed.com.au
Greenhouse and Energy Minimum Standards (Power Transformers) Determination 2012 | PLP Ultra Efficient Transformers | India | 22000 | 50KVA SWER 19KV |  |  | AS 2374.1 | 11kV | 500 | 50 | Single Phase | Australia,New Zealand | 57053 | Expired | TRUE | 99.06 | 2016-04-16 |  | Class 1 | Oil Immersed | Unavailable |  | http://www.preformed.com.au
Greenhouse and Energy Minimum Standards (Power Transformers) Determination 2012 | PLP Ultra Efficient Transformers | India | 22000 | 50KVA 1-phase dual ratio |  |  | AS 2374.1 | 11kV | 500 | 50 | Single Phase | Australia,New Zealand | 57053 | Expired | TRUE | 99.06 | 2016-04-16 |  | Class 1 | Oil Immersed | Unavailable |  | http://www.preformed.com.au
Greenhouse and Energy Minimum Standards (Power Transformers) Determination 2012 | PLP Ultra Efficient Transformers | India | 22000 | 50KVA 1-phase special ratio |  |  | AS 2374.1 | 11kV | 500 | 50 | Single Phase | Australia,New Zealand | 57053 | Expired | TRUE | 99.06 | 2016-04-16 |  | Class 1 | Oil Immersed | Unavailable |  | http://www.preformed.com.au
Greenhouse and Energy Minimum Standards (Power Transformers) Determination 2012 | HC Trans | South Korea | 22000 | MP1500 |  | FALSE | AS 2374.1 | 22kV | 433 | 1500 | Three Phase | Australia,New Zealand | 98058 | Approved | FALSE | 99.4 | 2021-05-03 |  | Class 2 | Oil Immersed | Available | http://www.hctr.co.kr/ | http://www.hctr.co.kr/
Greenhouse and Energy Minimum Standards (Power Transformers) Determination 2012 | TYREE | Australia | 11000 | 25M4J |  |  | AS 2374.1 | 11kV | 433 | 25 | Three Phase | Australia | 31795 | Expired | FALSE | 98.28 | 2013-06-20 |  | Class 2 | Oil Immersed | Unavailable | http://tyree.com.au/
Greenhouse and Energy Minimum Standards (Power Transformers) Determination 2012 | TYREE | Australia | 11000 | 25M5J |  |  | AS 2374.1 | 11kV | 433 | 25 | Three Phase | Australia | 31795 | Expired | FALSE | 98.28 | 2013-06-20 |  | Class 2 | Oil Immersed | Unavailable | http://tyree.com.au/
Greenhouse and Energy Minimum Standards (Power Transformers) Determination 2012 | TYREE | Australia | 11000 | 25M4S |  |  | AS 2374.1 | 11kV | 433 | 25 | Three Phase | Australia | 31795 | Expired | FALSE | 98.28 | 2013-06-20 |  | Class 2 | Oil Immersed | Unavailable | http://tyree.com.au/
Greenhouse and Energy Minimum Standards (Power Transformers) Determination 2012 | TYREE | Australia | 11000 | 25M4R |  |  | AS 2374.1 | 11kV | 433 | 25 | Three Phase | Australia | 31795 | Expired | FALSE | 98.28 | 2013-06-20 |  | Class 2 | Oil Immersed | Unavailable | http://tyree.com.au/
Greenhouse and Energy Minimum Standards (Power Transformers) Determination 2012 | TYREE | Australia | 11000 | 25M4JS |  |  | AS 2374.1 | 11kV | 433 | 25 | Three Phase | Australia | 31795 | Expired | FALSE | 98.28 | 2013-06-20 |  | Class 2 | Oil Immersed | Unavailable | http://tyree.com.au/
Greenhouse and Energy Minimum Standards (Power Transformers) Determination 2012 | TYREE | Australia | 22000 | 50kVA 1ph |  |  | AS 2374.1 | 22kV | 500 | 50 | Single Phase | Australia,New Zealand | 56157 | Expired | FALSE | 98.93 | 2016-04-05 |  | Class 1 | Oil Immersed | Unavailable | http://tyree.com.au/ | http://www.tyree.com.au
Greenhouse and Energy Minimum Standards (Power Transformers) Determination 2012 | GE Wavecast | China | 11000 | SCLB-2000/11 |  | TRUE | AS 2374.1 | 11kV | 433 | 2000 | Three Phase | Australia | 70690 | Expired | FALSE | 99.39 | 2018-04-05 |  | Class 5 | Dry Type | Unavailable |  | https://anz.geindustrial.com/products/transformers/wavecast-dry-type-transformers
Greenhouse and Energy Minimum Standards (Power Transformers) Determination 2012 | GE Wavecast | China | 11 | SCLB-250/11 |  |  | AS 2374.1 | 11kV | 400 | 250 | Three Phase | Australia | 54261 | Expired | FALSE | 98.88 | 2016-04-16 |  | Class 5 | Dry Type | Unavailable |  | https://anz.geindustrial.com/products/transformers/wavecast-dry-type-transformers
Greenhouse and Energy Minimum Standards (Power Transformers) Determination 2012 | GE Wavecast | China | 11000 | SCLB 630/11(6.6) |  |  | AS 2374.1 | 11kV | 433 | 630 | Three Phase | Australia | 54228 | Expired | FALSE | 99.19 | 2016-04-16 |  | Class 5 | Dry Type | Unavailable |  | https://anz.geindustrial.com/products/transformers/wavecast-dry-type-transformers
Greenhouse and Energy Minimum Standards (Power Transformers) Determination 2012 | GE Wavecast | China | 415 | SCB-630/11 |  |  | AS 2374.1 | 11kV | 11000 | 630 | Three Phase | Australia | 52958 | Expired | FALSE | 99.18 | 2015-09-08 |  | Class 5 | Dry Type | Unavailable |  | https://anz.geindustrial.com/products/transformers/wavecast-dry-type-transformers
Greenhouse and Energy Minimum Standards (Power Transformers) Determination 2012 | WILSON | Australia | 22000 | MEPS | MEPS | TRUE | AS 2374.1 | 22kV | 433 | 200 | Three Phase | Australia,New Zealand | 97793 | Approved | FALSE | 99.11 | 2021-04-17 |  | Class 2 | Oil Immersed | Available | http://www.wtc.com.au/ | http://www.wtc.com.au
Greenhouse and Energy Minimum Standards (Power Transformers) Determination 2012 | WILSON | Australia | 22000 | 200 kva 11 kv | MEPS | TRUE | AS 2374.1 | 22kV | 433 | 200 | Three Phase | Australia,New Zealand | 97793 | Approved | FALSE | 99.11 | 2021-04-17 |  | Class 2 | Oil Immersed | Available | http://www.wtc.com.au/ | http://www.wtc.com.au
Greenhouse and Energy Minimum Standards (Power Transformers) Determination 2012 | WILSON | Australia | 22000 | 200 kva 22kv | MEPS | TRUE | AS 2374.1 | 22kV | 433 | 200 | Three Phase | Australia,New Zealand | 97793 | Approved | FALSE | 99.11 | 2021-04-17 |  | Class 2 | Oil Immersed | Available | http://www.wtc.com.au/ | http://www.wtc.com.au
Greenhouse and Energy Minimum Standards (Power Transformers) Determination 2012 | WILSON | Australia | 11000 | MEPS | MEPS | TRUE | AS 2374.1 | 11kV | 433 | 500 | Three Phase | Australia,New Zealand | 97797 | Approved | FALSE | 99.3 | 2021-04-17 |  | Class 2 | Oil Immersed | Available | http://www.wtc.com.au/ | http://www.wtc.com.au
Greenhouse and Energy Minimum Standards (Power Transformers) Determination 2012 | WILSON | Australia | 11000 | 500 kva 11kv | MEPS | TRUE | AS 2374.1 | 11kV | 433 | 500 | Three Phase | Australia,New Zealand | 97797 | Approved | FALSE | 99.3 | 2021-04-17 |  | Class 2 | Oil Immersed | Available | http://www.wtc.com.au/ | http://www.wtc.com.au
Greenhouse and Energy Minimum Standards (Power Transformers) Determination 2012 | WILSON | Australia | 11000 | 500 kva 22kv | MEPS | TRUE | AS 2374.1 | 11kV | 433 | 500 | Three Phase | Australia,New Zealand | 97797 | Approved | FALSE | 99.3 | 2021-04-17 |  | Class 2 | Oil Immersed | Available | http://www.wtc.com.au/ | http://www.wtc.com.au
Greenhouse and Energy Minimum Standards (Power Transformers) Determination 2012 | WILSON | Australia | 11000 | 1000 kva |  |  | AS 2374.1 | 11kV | 433 | 1000 | Three Phase | Australia,New Zealand | 56985 | Archived | FALSE | 99.38 | 2016-04-17 |  | Class 2 | Oil Immersed | Unavailable | http://www.wtc.com.au/ | http://www.wtc.com.au
Greenhouse and Energy Minimum Standards (Power Transformers) Determination 2012 | WILSON | Australia | 11000 | MEPS | MEPS | FALSE | AS 2374.1 | 11kV | 433 | 1000 | Three Phase | Australia,New Zealand | 97799 | Approved | FALSE | 99.38 | 2021-04-17 |  | Class 2 | Oil Immersed | Available | http://www.wtc.com.au/ | http://www.wtc.com.au
Greenhouse and Energy Minimum Standards (Power Transformers) Determination 2012 | WILSON | Australia | 11000 | 1000 kva 11kv | MEPS | FALSE | AS 2374.1 | 11kV | 433 | 1000 | Three Phase | Australia,New Zealand | 97799 | Approved | FALSE | 99.38 | 2021-04-17 |  | Class 2 | Oil Immersed | Available | http://www.wtc.com.au/ | http://www.wtc.com.au
Greenhouse and Energy Minimum Standards (Power Transformers) Determination 2012 | WILSON | Australia | 11000 | 1000 kva 22kv | MEPS | FALSE | AS 2374.1 | 11kV | 433 | 1000 | Three Phase | Australia,New Zealand | 97799 | Approved | FALSE | 99.38 | 2021-04-17 |  | Class 2 | Oil Immersed | Available | http://www.wtc.com.au/ | http://www.wtc.com.au
Greenhouse and Energy Minimum Standards (Power Transformers) Determination 2012 | WILSON | Australia | 11000 | 1500 kva |  |  | AS 2374.1 | 11kV | 433 | 1500 | Three Phase | Australia,New Zealand | 56984 | Archived | FALSE | 99.44 | 2016-04-17 |  | Class 2 | Oil Immersed | Unavailable | http://www.wtc.com.au/ | http://www.wtc.com.au
Greenhouse and Energy Minimum Standards (Power Transformers) Determination 2012 | WILSON | Australia | 11000 | 1500 kva 22kv | MEPS | FALSE | AS 2374.1 | 11kV | 433 | 1500 | Three Phase | Australia,Fiji,New Zealand | 97800 | Approved | FALSE | 99.44 | 2021-04-17 |  | Class 2 | Oil Immersed | Available | http://www.wtc.com.au/ | http://www.wtc.com.au
Greenhouse and Energy Minimum Standards (Power Transformers) Determination 2012 | WILSON | Australia | 11000 | MEPS | MEPS | FALSE | AS 2374.1 | 11kV | 433 | 1500 | Three Phase | Australia,Fiji,New Zealand | 97800 | Approved | FALSE | 99.44 | 2021-04-17 |  | Class 2 | Oil Immersed | Available | http://www.wtc.com.au/ | http://www.wtc.com.au
Greenhouse and Energy Minimum Standards (Power Transformers) Determination 2012 | WILSON | Australia | 11000 | 1500 kva 11kv | MEPS | FALSE | AS 2374.1 | 11kV | 433 | 1500 | Three Phase | Australia,Fiji,New Zealand | 97800 | Approved | FALSE | 99.44 | 2021-04-17 |  | Class 2 | Oil Immersed | Available | http://www.wtc.com.au/ | http://www.wtc.com.au
Greenhouse and Energy Minimum Standards (Power Transformers) Determination 2012 | EEMC | Vietnam | 11000 | Distribution transformer |  | TRUE | AS 2374.1 | 11kV | 400 | 1500 | Three Phase | Australia | 122869 | Approved | FALSE | 99.46 | 2024-11-20 |  | Class 2 | Oil Immersed | Available | http://www.eemc.com.vn | http://www.eemc.com.vn
Greenhouse and Energy Minimum Standards (Power Transformers) Determination 2012 | WILSON | Australia | 22000 | 200 kva |  |  | AS 2374.1 | 22kV | 433 | 200 | Three Phase | Australia,New Zealand | 56990 | Archived | FALSE | 99.11 | 2016-04-17 |  | Class 2 | Oil Immersed | Unavailable | http://www.wtc.com.au/ | http://www.wtc.com.au
Greenhouse and Energy Minimum Standards (Power Transformers) Determination 2012 | TYREE | Australia | 22000 | 50MJE | 50M** | TRUE | AS 2374.1 | 22kV | 500 | 50 | Single Phase | Australia,Fiji,New Zealand | 98405 | Approved | FALSE | 99.09 | 2021-05-10 |  | Class 1 | Oil Immersed | Available | http://tyree.com.au/ | http://www.tyree.com.au
Greenhouse and Energy Minimum Standards (Power Transformers) Determination 2012 | TYREE | Australia | 22000 | 50M** | 50M** | TRUE | AS 2374.1 | 22kV | 500 | 50 | Single Phase | Australia,Fiji,New Zealand | 98405 | Approved | FALSE | 99.09 | 2021-05-10 |  | Class 1 | Oil Immersed | Available | http://tyree.com.au/ | http://www.tyree.com.au
Greenhouse and Energy Minimum Standards (Power Transformers) Determination 2012 | SCHNEIDER ELECTRIC | Australia | 11000 | MG315-22kV | MG315 | FALSE | AS 2374.1 | 11kV | 433 | 315 | Three Phase | Australia | 106248 | Approved | FALSE | 99.09 | 2022-04-03 |  | Class 2 | Oil Immersed | Available
Greenhouse and Energy Minimum Standards (Power Transformers) Determination 2012 | SCHNEIDER ELECTRIC | Australia | 11000 | MG315-11kV | MG315 | FALSE | AS 2374.1 | 11kV | 433 | 315 | Three Phase | Australia | 106248 | Approved | FALSE | 99.09 | 2022-04-03 |  | Class 2 | Oil Immersed | Available
Greenhouse and Energy Minimum Standards (Power Transformers) Determination 2012 | SCHNEIDER ELECTRIC | Australia | 11000 | MG315 | MG315 | FALSE | AS 2374.1 | 11kV | 433 | 315 | Three Phase | Australia | 106248 | Approved | FALSE | 99.09 | 2022-04-03 |  | Class 2 | Oil Immersed | Available
Greenhouse and Energy Minimum Standards (Power Transformers) Determination 2012 | SCHNEIDER ELECTRIC | Australia | 11000 | MG1500-22kV | MG1500 | FALSE | AS 2374.1 | 11kV | 433 | 1500 | Three Phase | Australia | 106060 | Approved | FALSE | 99.41 | 2022-04-03 |  | Class 2 | Oil Immersed | Available
Greenhouse and Energy Minimum Standards (Power Transformers) Determination 2012 | SCHNEIDER ELECTRIC | Australia | 11000 | MG1500-11kV | MG1500 | FALSE | AS 2374.1 | 11kV | 433 | 1500 | Three Phase | Australia | 106060 | Approved | FALSE | 99.41 | 2022-04-03 |  | Class 2 | Oil Immersed | Available
Greenhouse and Energy Minimum Standards (Power Transformers) Determination 2012 | SCHNEIDER ELECTRIC | Australia | 11000 | MG1500 | MG1500 | FALSE | AS 2374.1 | 11kV | 433 | 1500 | Three Phase | Australia | 106060 | Approved | FALSE | 99.41 | 2022-04-03 |  | Class 2 | Oil Immersed | Available
Greenhouse and Energy Minimum Standards (Power Transformers) Determination 2012 | SCHNEIDER ELECTRIC | Australia | 11000 | MG400-22kV | MG400 | TRUE | AS 2374.1 | 11kV | 433 | 400 | Three Phase | Australia | 106044 | Approved | FALSE | 99.33 | 2022-04-03 |  | Class 2 | Oil Immersed | Available
Greenhouse and Energy Minimum Standards (Power Transformers) Determination 2012 | SCHNEIDER ELECTRIC | Australia | 11000 | MG400-11kV | MG400 | TRUE | AS 2374.1 | 11kV | 433 | 400 | Three Phase | Australia | 106044 | Approved | FALSE | 99.33 | 2022-04-03 |  | Class 2 | Oil Immersed | Available
Greenhouse and Energy Minimum Standards (Power Transformers) Determination 2012 | SCHNEIDER ELECTRIC | Australia | 11000 | MG400 | MG400 | TRUE | AS 2374.1 | 11kV | 433 | 400 | Three Phase | Australia | 106044 | Approved | FALSE | 99.33 | 2022-04-03 |  | Class 2 | Oil Immersed | Available
Greenhouse and Energy Minimum Standards (Power Transformers) Determination 2012 | SCHNEIDER ELECTRIC | Australia | 11000 | MG800-22kV | MG800 | TRUE | AS 2374.1 | 11kV | 433 | 800 | Three Phase | Australia | 106026 | Approved | FALSE | 99.41 | 2022-04-03 |  | Class 2 | Oil Immersed | Available
Greenhouse and Energy Minimum Standards (Power Transformers) Determination 2012 | SCHNEIDER ELECTRIC | Australia | 11000 | MG800-11kV | MG800 | TRUE | AS 2374.1 | 11kV | 433 | 800 | Three Phase | Australia | 106026 | Approved | FALSE | 99.41 | 2022-04-03 |  | Class 2 | Oil Immersed | Available
Greenhouse and Energy Minimum Standards (Power Transformers) Determination 2012 | SCHNEIDER ELECTRIC | Australia | 11000 | MG800 | MG800 | TRUE | AS 2374.1 | 11kV | 433 | 800 | Three Phase | Australia | 106026 | Approved | FALSE | 99.41 | 2022-04-03 |  | Class 2 | Oil Immersed | Available
Greenhouse and Energy Minimum Standards (Power Transformers) Determination 2012 | GE Indotech | India | 11000 | 500/11 Oil Cooled Transformer |  |  | AS 2374.1 | 11kV | 433 | 500 | Three Phase | Australia | 51823 | Expired | FALSE | 99.16 | 2015-09-08 |  | Class 2 | Oil Immersed | Unavailable |  | http://www.indo-tech.com/
Greenhouse and Energy Minimum Standards (Power Transformers) Determination 2012 | PLP Ultra Efficient Transformers | India | 22000 | 100KVA 3-phase 11KV |  |  | AS 2374.1 | 22kV | 433 | 100 | Three Phase | Australia,New Zealand | 57063 | Expired | TRUE | 99.06 | 2016-04-16 |  | Class 2 | Oil Immersed | Unavailable |  | http://www.preformed.com.au
Greenhouse and Energy Minimum Standards (Power Transformers) Determination 2012 | PLP Ultra Efficient Transformers | India | 22000 | 100KVA 3-phase 22KV |  |  | AS 2374.1 | 22kV | 433 | 100 | Three Phase | Australia,New Zealand | 57063 | Expired | TRUE | 99.06 | 2016-04-16 |  | Class 2 | Oil Immersed | Unavailable |  | http://www.preformed.com.au
Greenhouse and Energy Minimum Standards (Power Transformers) Determination 2012 | PLP Ultra Efficient Transformers | India | 22000 | 100KVA 3-phase 33KV |  |  | AS 2374.1 | 22kV | 433 | 100 | Three Phase | Australia,New Zealand | 57063 | Expired | TRUE | 99.06 | 2016-04-16 |  | Class 2 | Oil Immersed | Unavailable |  | http://www.preformed.com.au
Greenhouse and Energy Minimum Standards (Power Transformers) Determination 2012 | PLP Ultra Efficient Transformers | India | 22000 | 100KVA 3-phase dual ratio |  |  | AS 2374.1 | 22kV | 433 | 100 | Three Phase | Australia,New Zealand | 57063 | Expired | TRUE | 99.06 | 2016-04-16 |  | Class 2 | Oil Immersed | Unavailable |  | http://www.preformed.com.au
Greenhouse and Energy Minimum Standards (Power Transformers) Determination 2012 | PLP Ultra Efficient Transformers | India | 22000 | 100KVA 3-phase special ratio |  |  | AS 2374.1 | 22kV | 433 | 100 | Three Phase | Australia,New Zealand | 57063 | Expired | TRUE | 99.06 | 2016-04-16 |  | Class 2 | Oil Immersed | Unavailable |  | http://www.preformed.com.au
Greenhouse and Energy Minimum Standards (Power Transformers) Determination 2012 | WILSON | Australia | 11000 | 750 kva |  |  | AS 2374.1 | 11kV | 433 | 750 | Three Phase | Australia,New Zealand | 56986 | Archived | FALSE | 99.43 | 2016-04-17 |  | Class 2 | Oil Immersed | Unavailable | http://www.wtc.com.au/ | http://www.wtc.com.au
Greenhouse and Energy Minimum Standards (Power Transformers) Determination 2012 | WILSON | Australia | 11000 | 100 kva |  |  | AS 2374.1 | 11kV | 433 | 100 | Three Phase | Australia,New Zealand | 56989 | Archived | FALSE | 98.93 | 2016-04-17 |  | Class 2 | Oil Immersed | Unavailable | http://www.wtc.com.au/ | http://www.wtc.com.au
Greenhouse and Energy Minimum Standards (Power Transformers) Determination 2012 | SCHNEIDER ELECTRIC | Australia | 11000 | MG1250-22kV | MG1250 | FALSE | AS 2374.1 | 11kV | 433 | 1250 | Three Phase | Australia | 106253 | Approved | FALSE | 99.43 | 2022-04-03 |  | Class 2 | Oil Immersed | Available
Greenhouse and Energy Minimum Standards (Power Transformers) Determination 2012 | SCHNEIDER ELECTRIC | Australia | 11000 | MG1250-11kV | MG1250 | FALSE | AS 2374.1 | 11kV | 433 | 1250 | Three Phase | Australia | 106253 | Approved | FALSE | 99.43 | 2022-04-03 |  | Class 2 | Oil Immersed | Available
Greenhouse and Energy Minimum Standards (Power Transformers) Determination 2012 | SCHNEIDER ELECTRIC | Australia | 11000 | MG1250 | MG1250 | FALSE | AS 2374.1 | 11kV | 433 | 1250 | Three Phase | Australia | 106253 | Approved | FALSE | 99.43 | 2022-04-03 |  | Class 2 | Oil Immersed | Available
Greenhouse and Energy Minimum Standards (Power Transformers) Determination 2012 | SCHNEIDER ELECTRIC | Australia | 11000 | MG2000 | MG2000 | FALSE | AS 2374.1 | 11kV | 433 | 2000 | Three Phase | Australia | 63893 | Archived | FALSE | 99.44 | 2017-04-03 |  | Class 2 | Oil Immersed | Unavailable
Greenhouse and Energy Minimum Standards (Power Transformers) Determination 2012 | SCHNEIDER ELECTRIC | Australia | 11000 | MG2000 | MG2000 | FALSE | AS 2374.1 | 11kV | 433 | 2000 | Three Phase | Australia | 63893 | Archived | FALSE | 99.44 | 2017-04-03 |  | Class 2 | Oil Immersed | Unavailable
Greenhouse and Energy Minimum Standards (Power Transformers) Determination 2012 | PLP Ultra Efficient Transformers | India | 11000 | 10KVA 1-phase 11KV |  |  | AS 2374.1 | 11kV | 250 | 10 | Single Phase | Australia,New Zealand | 56376 | Expired | TRUE | 98.6 | 2016-04-16 |  | Class 1 | Oil Immersed | Unavailable |  | http://www.preformed.com.au
Greenhouse and Energy Minimum Standards (Power Transformers) Determination 2012 | PLP Ultra Efficient Transformers | India | 11000 | 10KVA 1-phase 22KV |  |  | AS 2374.1 | 11kV | 250 | 10 | Single Phase | Australia,New Zealand | 56376 | Expired | TRUE | 98.6 | 2016-04-16 |  | Class 1 | Oil Immersed | Unavailable |  | http://www.preformed.com.au
Greenhouse and Energy Minimum Standards (Power Transformers) Determination 2012 | PLP Ultra Efficient Transformers | India | 11000 | 10KVA 1-phase 33KV |  |  | AS 2374.1 | 11kV | 250 | 10 | Single Phase | Australia,New Zealand | 56376 | Expired | TRUE | 98.6 | 2016-04-16 |  | Class 1 | Oil Immersed | Unavailable |  | http://www.preformed.com.au
Greenhouse and Energy Minimum Standards (Power Transformers) Determination 2012 | PLP Ultra Efficient Transformers | India | 11000 | 10KVA SWER 11KV |  |  | AS 2374.1 | 11kV | 250 | 10 | Single Phase | Australia,New Zealand | 56376 | Expired | TRUE | 98.6 | 2016-04-16 |  | Class 1 | Oil Immersed | Unavailable |  | http://www.preformed.com.au
Greenhouse and Energy Minimum Standards (Power Transformers) Determination 2012 | PLP Ultra Efficient Transformers | India | 11000 | 10KVA SWER 12.7KV |  |  | AS 2374.1 | 11kV | 250 | 10 | Single Phase | Australia,New Zealand | 56376 | Expired | TRUE | 98.6 | 2016-04-16 |  | Class 1 | Oil Immersed | Unavailable |  | http://www.preformed.com.au
Greenhouse and Energy Minimum Standards (Power Transformers) Determination 2012 | PLP Ultra Efficient Transformers | India | 11000 | 10KVA SWER 19KV |  |  | AS 2374.1 | 11kV | 250 | 10 | Single Phase | Australia,New Zealand | 56376 | Expired | TRUE | 98.6 | 2016-04-16 |  | Class 1 | Oil Immersed | Unavailable |  | http://www.preformed.com.au
Greenhouse and Energy Minimum Standards (Power Transformers) Determination 2012 | PLP Ultra Efficient Transformers | India | 11000 | 10KVA 1-phase dual ratio |  |  | AS 2374.1 | 11kV | 250 | 10 | Single Phase | Australia,New Zealand | 56376 | Expired | TRUE | 98.6 | 2016-04-16 |  | Class 1 | Oil Immersed | Unavailable |  | http://www.preformed.com.au
Greenhouse and Energy Minimum Standards (Power Transformers) Determination 2012 | TYREE | Australia | 22000 | 25kVA 1ph |  |  | AS 2374.1 | 22kV | 500 | 25 | Single Phase | Australia,New Zealand | 55943 | Expired | FALSE | 98.76 | 2016-04-05 |  | Class 1 | Oil Immersed | Unavailable | http://tyree.com.au/ | http://www.tyree.com.au
Greenhouse and Energy Minimum Standards (Power Transformers) Determination 2012 | Tesar | Italy | 11000 | 315kVA Oil Type |  | FALSE | AS 2374.1 | 11kV | 400 | 315 | Three Phase | Australia | 121686 | Approved | FALSE | 99.11 | 2024-05-22 |  | Class 2 | Oil Immersed | Available
Greenhouse and Energy Minimum Standards (Power Transformers) Determination 2012 | AM SBG | Malaysia | 22000 | Toshiba D/Ts | Toshiba D/Ts | FALSE | AS 2374.1 | 22kV | 415 | 1000 | Three Phase | Australia | 86622 | Expired | FALSE | 99.29 | 2020-01-14 |  | Class 2 | Oil Immersed | Unavailable | http://www.sgb-smit.com/locations/am-sgb-nilai/location.html | http://www.sgb-smit.com/locations/am-sgb-nilai/location.html
Greenhouse and Energy Minimum Standards (Power Transformers) Determination 2012 | AM SBG | Malaysia | 22000 | DOTE 1000/20 | Toshiba D/Ts | FALSE | AS 2374.1 | 22kV | 415 | 1000 | Three Phase | Australia | 86622 | Expired | FALSE | 99.29 | 2020-01-14 |  | Class 2 | Oil Immersed | Unavailable | http://www.sgb-smit.com/locations/am-sgb-nilai/location.html | http://www.sgb-smit.com/locations/am-sgb-nilai/location.html
Greenhouse and Energy Minimum Standards (Power Transformers) Determination 2012 | CCT | Thailand | 11000 | 123523-46 (1000kVA 11-0.415kV ONAN) |  | TRUE | AS 2374.1 | 11kV | 415 | 1000 | Three Phase | Australia | 128900 | Approved | FALSE | 99.4 | 2025-05-14 |  | Class 2 | Oil Immersed | Available |  | http://Charoenchai Transformers
Greenhouse and Energy Minimum Standards (Power Transformers) Determination 2012 | TYREE | Australia | 11000 | 1500kVA | 1500kVA 3 PH | FALSE | AS 2374.1 | 11kV | 433 | 1500 | Single Phase | Australia,Fiji,New Zealand | 71418 | Expired | FALSE | 99.35 | 2019-05-08 |  | Class 1 | Oil Immersed | Unavailable | http://tyree.com.au/ | http://www.tyree.com.au
Greenhouse and Energy Minimum Standards (Power Transformers) Determination 2012 | TYREE | Australia | 11000 | 1500kVA 3 PH | 1500kVA 3 PH | FALSE | AS 2374.1 | 11kV | 433 | 1500 | Single Phase | Australia,Fiji,New Zealand | 71418 | Expired | FALSE | 99.35 | 2019-05-08 |  | Class 1 | Oil Immersed | Unavailable | http://tyree.com.au/ | http://www.tyree.com.au
Greenhouse and Energy Minimum Standards (Power Transformers) Determination 2012 | SCHNEIDER ELECTRIC | Australia | 11000 | MG2000 |  | FALSE | AS 2374.1 | 11kV | 433 | 2000 | Three Phase | Australia | 106062 | Approved | FALSE | 99.44 | 2022-04-03 |  | Class 2 | Oil Immersed | Available
Greenhouse and Energy Minimum Standards (Power Transformers) Determination 2012 | Shenda | China | 11000 | S-500/11 |  | FALSE | AS 2374.1 | 11kV | 415 | 500 | Three Phase | Australia | 124102 | Approved | FALSE | 99.24 | 2024-11-29 |  | Class 2 | Oil Immersed | Available | https://www.nepeanpower.com
Greenhouse and Energy Minimum Standards (Power Transformers) Determination 2012 | GE Wavecast | China | 22000 | SCLB1600/22 |  | TRUE | AS 2374.1 | 22kV | 433 | 1600 | Three Phase | Australia,Other | 62621 | Expired | FALSE | 99.3 | 2017-01-21 |  | Class 6 | Dry Type | Unavailable |  | https://anz.geindustrial.com/products/transformers/wavecast-dry-type-transformers
Greenhouse and Energy Minimum Standards (Power Transformers) Determination 2012 | SGB-SMIT Group | Malaysia | 11000 | DOTE 315/10 |  | FALSE | AS 2374.1 | 11kV | 415 | 315 | Three Phase | Australia | 129457 | Approved | FALSE | 99.12 | 2025-08-11 |  | Class 2 | Oil Immersed | Available | http://SGB-SMIT.com | https://www.sgb-smit.com/
Greenhouse and Energy Minimum Standards (Power Transformers) Determination 2012 | ABB Hefei Transformer Co., Ltd | China | 22000 | S11-M-2500/22 |  | FALSE | AS 2374.1 | 22kV | 480 | 2500 | Three Phase | Australia | 114075 | Approved | TRUE | 99.44 | 2023-06-22 |  | Class 2 | Oil Immersed | Available | http://www.abb.com.cn | http://www.abb.com.cn
Greenhouse and Energy Minimum Standards (Power Transformers) Determination 2012 | GE Wavecast | China | 415 | SCLB-1250/11 |  |  | AS 2374.1 | 11kV | 11000 | 1250 | Three Phase | Australia | 47438 | Expired | FALSE | 99.31 | 2014-12-10 |  | Class 5 | Dry Type | Unavailable |  | https://anz.geindustrial.com/products/transformers/wavecast-dry-type-transformers
Greenhouse and Energy Minimum Standards (Power Transformers) Determination 2012 | TYREE | Australia | 11000 | 630kVA 3ph | 630kVA 3ph | FALSE | AS 2374.1 | 11kV | 433 | 630 | Three Phase | Australia | 64394 | Expired | FALSE | 99.33 | 2017-05-02 |  | Class 2 | Oil Immersed | Unavailable | http://tyree.com.au/ | http://www.tyree.com.au
Greenhouse and Energy Minimum Standards (Power Transformers) Determination 2012 | TYREE | Australia | 11000 | 630kVA 3ph | 630kVA 3ph | FALSE | AS 2374.1 | 11kV | 433 | 630 | Three Phase | Australia | 64394 | Expired | FALSE | 99.33 | 2017-05-02 |  | Class 2 | Oil Immersed | Unavailable | http://tyree.com.au/ | http://www.tyree.com.au
Greenhouse and Energy Minimum Standards (Power Transformers) Determination 2012 | TYREE | Australia | 22000 | 500kVA 3ph | 500kVA 3ph | FALSE | AS 2374.1 | 22kV | 433 | 500 | Three Phase | Australia | 64317 | Expired | FALSE | 99.22 | 2017-05-02 |  | Class 2 | Oil Immersed | Unavailable | http://tyree.com.au/ | http://www.tyree.com.au
Greenhouse and Energy Minimum Standards (Power Transformers) Determination 2012 | TYREE | Australia | 22000 | 500kVA 3ph | 500kVA 3ph | FALSE | AS 2374.1 | 22kV | 433 | 500 | Three Phase | Australia | 64317 | Expired | FALSE | 99.22 | 2017-05-02 |  | Class 2 | Oil Immersed | Unavailable | http://tyree.com.au/ | http://www.tyree.com.au
Greenhouse and Energy Minimum Standards (Power Transformers) Determination 2012 | TYREE | Australia | 22000 | 500M4 | 500kVA 3ph | FALSE | AS 2374.1 | 22kV | 433 | 500 | Three Phase | Australia | 64317 | Expired | FALSE | 99.22 | 2017-05-02 |  | Class 2 | Oil Immersed | Unavailable | http://tyree.com.au/ | http://www.tyree.com.au
Greenhouse and Energy Minimum Standards (Power Transformers) Determination 2012 | TYREE | Australia | 22000 | 500M5 | 500kVA 3ph | FALSE | AS 2374.1 | 22kV | 433 | 500 | Three Phase | Australia | 64317 | Expired | FALSE | 99.22 | 2017-05-02 |  | Class 2 | Oil Immersed | Unavailable | http://tyree.com.au/ | http://www.tyree.com.au
Greenhouse and Energy Minimum Standards (Power Transformers) Determination 2012 | ABB Power grids Korea. | South Korea | 11000 | 1LKR19000005578 |  | TRUE | AS 2374.1 | 11kV | 415 | 750 | Three Phase | Australia | 127806 | Approved | FALSE | 99.139 | 2025-05-05 |  | Class 5 | Dry Type | Available
Greenhouse and Energy Minimum Standards (Power Transformers) Determination 2012 | GE Wavecast | China | 420 | SCLB - 1000/22 |  |  | AS 2374.1 | 22kV | 22000 | 1000 | Three Phase | Australia | 54260 | Expired | FALSE | 99.25 | 2015-11-29 |  | Class 6 | Dry Type | Unavailable |  | https://anz.geindustrial.com/products/transformers/wavecast-dry-type-transformers
Greenhouse and Energy Minimum Standards (Power Transformers) Determination 2012 | ABB Power grids Korea. | South Korea | 11000 | 1LKR19000005576 |  | TRUE | AS 2374.1 | 11kV | 415 | 2000 | Three Phase | Australia | 127235 | Approved | FALSE | 99.329 | 2025-05-06 |  | Class 5 | Dry Type | Available
Greenhouse and Energy Minimum Standards (Power Transformers) Determination 2012 | TYREE | Australia | 22000 | 200M** | 200M** | FALSE | AS 2374.1 | 22kV | 433 | 200 | Three Phase | Australia,Fiji,New Zealand | 106868 | Approved | FALSE | 99.12 | 2022-05-19 |  | Class 2 | Oil Immersed | Available | http://tyree.com.au/ | http://www.tyree.com.au
Greenhouse and Energy Minimum Standards (Power Transformers) Determination 2012 | TYREE | Australia | 22000 | 200M5** | 200M** | FALSE | AS 2374.1 | 22kV | 433 | 200 | Three Phase | Australia,Fiji,New Zealand | 106868 | Approved | FALSE | 99.12 | 2022-05-19 |  | Class 2 | Oil Immersed | Available | http://tyree.com.au/ | http://www.tyree.com.au
Greenhouse and Energy Minimum Standards (Power Transformers) Determination 2012 | TYREE | Australia | 22000 | 200M5JA-B | 200M** | FALSE | AS 2374.1 | 22kV | 433 | 200 | Three Phase | Australia,Fiji,New Zealand | 106868 | Approved | FALSE | 99.12 | 2022-05-19 |  | Class 2 | Oil Immersed | Available | http://tyree.com.au/ | http://www.tyree.com.au
Greenhouse and Energy Minimum Standards (Power Transformers) Determination 2012 | TYREE | Australia | 22000 | 630K5** | 630K5** | FALSE | AS 2374.1 | 22kV | 440 | 630 | Three Phase | Australia,Fiji,New Zealand | 106875 | Approved | FALSE | 99.2 | 2022-05-19 |  | Class 2 | Oil Immersed | Available | http://tyree.com.au/ | http://www.tyree.com.au
Greenhouse and Energy Minimum Standards (Power Transformers) Determination 2012 | TYREE | Australia | 22000 | 630K5WPCT-1 | 630K5** | FALSE | AS 2374.1 | 22kV | 440 | 630 | Three Phase | Australia,Fiji,New Zealand | 106875 | Approved | FALSE | 99.2 | 2022-05-19 |  | Class 2 | Oil Immersed | Available | http://tyree.com.au/ | http://www.tyree.com.au
Greenhouse and Energy Minimum Standards (Power Transformers) Determination 2012 | TYREE | Australia | 22000 | 630K5 | 630K5** | FALSE | AS 2374.1 | 22kV | 440 | 630 | Three Phase | Australia,Fiji,New Zealand | 106875 | Approved | FALSE | 99.2 | 2022-05-19 |  | Class 2 | Oil Immersed | Available | http://tyree.com.au/ | http://www.tyree.com.au
Greenhouse and Energy Minimum Standards (Power Transformers) Determination 2012 | TYREE | Australia | 22000 | 1000K5** | 1000K5** | FALSE | AS 2374.1 | 22kV | 433 | 1000 | Three Phase | Australia,Fiji,New Zealand | 106882 | Approved | FALSE | 99.36 | 2022-05-19 |  | Class 2 | Oil Immersed | Available | http://tyree.com.au/ | http://www.tyree.com.au
Greenhouse and Energy Minimum Standards (Power Transformers) Determination 2012 | TYREE | Australia | 22000 | 1000K5 | 1000K5** | FALSE | AS 2374.1 | 22kV | 433 | 1000 | Three Phase | Australia,Fiji,New Zealand | 106882 | Approved | FALSE | 99.36 | 2022-05-19 |  | Class 2 | Oil Immersed | Available | http://tyree.com.au/ | http://www.tyree.com.au
Greenhouse and Energy Minimum Standards (Power Transformers) Determination 2012 | TYREE | Australia | 22000 | 1000K5JE | 1000K5** | FALSE | AS 2374.1 | 22kV | 433 | 1000 | Three Phase | Australia,Fiji,New Zealand | 106882 | Approved | FALSE | 99.36 | 2022-05-19 |  | Class 2 | Oil Immersed | Available | http://tyree.com.au/ | http://www.tyree.com.au
Greenhouse and Energy Minimum Standards (Power Transformers) Determination 2012 | CCT | Thailand | 11000 | 123525-88 (1500kVA 11-1.05kV KNAN) |  | FALSE | AS 2374.1 | 11kV | 1050 | 1500 | Three Phase | Australia | 123265 | Approved | FALSE | 99.45 | 2024-08-20 |  | Class 2 | Oil Immersed | Available |  | http://Charoenchai Transformers
Greenhouse and Energy Minimum Standards (Power Transformers) Determination 2012 | CCT | Thailand | 11000 | 123519-70 (500kVA 11-0.415kV KNAN K4-Factor) |  | TRUE | AS 2374.1 | 11kV | 415 | 500 | Three Phase | Australia | 134149 | Approved | FALSE | 99.28 | 2025-11-18 |  | Class 2 | Oil Immersed | Available |  | http://Charoenchai Transformers
Greenhouse and Energy Minimum Standards (Power Transformers) Determination 2012 | GE Indotech | India | 11000 | 1600/11 Oil Cooled Transformer |  |  | AS 2374.1 | 11kV | 433 | 1600 | Three Phase | Australia | 51825 | Expired | FALSE | 99.37 | 2015-09-08 |  | Class 2 | Oil Immersed | Unavailable |  | http://www.indo-tech.com/
Greenhouse and Energy Minimum Standards (Power Transformers) Determination 2012 | GE Indotech | India | 11000 | 2000/11 Oil Cooled Transformer |  |  | AS 2374.1 | 11kV | 433 | 2000 | Three Phase | Australia | 51827 | Expired | FALSE | 99.41 | 2015-09-08 |  | Class 2 | Oil Immersed | Unavailable |  | http://www.indo-tech.com/
Greenhouse and Energy Minimum Standards (Power Transformers) Determination 2012 | TYREE | Australia | 11000 | 315M4** | 315M4** | FALSE | AS 2374.1 | 11kV | 433 | 315 | Three Phase | Australia,Fiji,New Zealand | 106869 | Approved | FALSE | 99.12 | 2022-05-03 |  | Class 2 | Oil Immersed | Available | http://tyree.com.au/ | http://www.tyree.com.au
Greenhouse and Energy Minimum Standards (Power Transformers) Determination 2012 | TYREE | Australia | 11000 | 315M4JSA | 315M4** | FALSE | AS 2374.1 | 11kV | 433 | 315 | Three Phase | Australia,Fiji,New Zealand | 106869 | Approved | FALSE | 99.12 | 2022-05-03 |  | Class 2 | Oil Immersed | Available | http://tyree.com.au/ | http://www.tyree.com.au
Greenhouse and Energy Minimum Standards (Power Transformers) Determination 2012 | TYREE | Australia | 11000 | 315M4 | 315M4** | FALSE | AS 2374.1 | 11kV | 433 | 315 | Three Phase | Australia,Fiji,New Zealand | 106869 | Approved | FALSE | 99.12 | 2022-05-03 |  | Class 2 | Oil Immersed | Available | http://tyree.com.au/ | http://www.tyree.com.au
Greenhouse and Energy Minimum Standards (Power Transformers) Determination 2012 | TYREE | Australia | 11000 | 750K4** | 750K4** | FALSE | AS 2374.1 | 11kV | 433 | 750 | Three Phase | Australia,Fiji,New Zealand | 106877 | Approved | FALSE | 99.32 | 2022-05-03 |  | Class 2 | Oil Immersed | Available | http://tyree.com.au/ | http://www.tyree.com.au
Greenhouse and Energy Minimum Standards (Power Transformers) Determination 2012 | TYREE | Australia | 11000 | 750K4JE-66 | 750K4** | FALSE | AS 2374.1 | 11kV | 433 | 750 | Three Phase | Australia,Fiji,New Zealand | 106877 | Approved | FALSE | 99.32 | 2022-05-03 |  | Class 2 | Oil Immersed | Available | http://tyree.com.au/ | http://www.tyree.com.au
Greenhouse and Energy Minimum Standards (Power Transformers) Determination 2012 | TYREE | Australia | 11000 | 750K4 | 750K4** | FALSE | AS 2374.1 | 11kV | 433 | 750 | Three Phase | Australia,Fiji,New Zealand | 106877 | Approved | FALSE | 99.32 | 2022-05-03 |  | Class 2 | Oil Immersed | Available | http://tyree.com.au/ | http://www.tyree.com.au
Greenhouse and Energy Minimum Standards (Power Transformers) Determination 2012 | TYREE | Australia | 11000 | 16M1 | 16M** | FALSE | AS 2374.1 | 11kV | 500 | 16 | Single Phase | Australia,Fiji,New Zealand | 106864 | Approved | FALSE | 98.54 | 2022-05-03 |  | Class 1 | Oil Immersed | Available | http://tyree.com.au/ | http://www.tyree.com.au
Greenhouse and Energy Minimum Standards (Power Transformers) Determination 2012 | TYREE | Australia | 11000 | 16M** | 16M** | FALSE | AS 2374.1 | 11kV | 500 | 16 | Single Phase | Australia,Fiji,New Zealand | 106864 | Approved | FALSE | 98.54 | 2022-05-03 |  | Class 1 | Oil Immersed | Available | http://tyree.com.au/ | http://www.tyree.com.au
Greenhouse and Energy Minimum Standards (Power Transformers) Determination 2012 | TYREE | Australia | 11000 | 16M1JSA | 16M** | FALSE | AS 2374.1 | 11kV | 500 | 16 | Single Phase | Australia,Fiji,New Zealand | 106864 | Approved | FALSE | 98.54 | 2022-05-03 |  | Class 1 | Oil Immersed | Available | http://tyree.com.au/ | http://www.tyree.com.au
Greenhouse and Energy Minimum Standards (Power Transformers) Determination 2012 | SCHNEIDER ELECTRIC | Australia | 11000 | MG2500-22kV | MG2500 | FALSE | AS 2374.1 | 11kV | 433 | 2500 | Three Phase | Australia | 106063 | Approved | FALSE | 99.5 | 2022-04-03 |  | Class 2 | Oil Immersed | Available
Greenhouse and Energy Minimum Standards (Power Transformers) Determination 2012 | SCHNEIDER ELECTRIC | Australia | 11000 | MG2500-11kV | MG2500 | FALSE | AS 2374.1 | 11kV | 433 | 2500 | Three Phase | Australia | 106063 | Approved | FALSE | 99.5 | 2022-04-03 |  | Class 2 | Oil Immersed | Available
Greenhouse and Energy Minimum Standards (Power Transformers) Determination 2012 | SCHNEIDER ELECTRIC | Australia | 11000 | MG2500 | MG2500 | FALSE | AS 2374.1 | 11kV | 433 | 2500 | Three Phase | Australia | 106063 | Approved | FALSE | 99.5 | 2022-04-03 |  | Class 2 | Oil Immersed | Available
Greenhouse and Energy Minimum Standards (Power Transformers) Determination 2012 | SCHNEIDER ELECTRIC | Australia | 11000 | MG750-22kV | MG750 | FALSE | AS 2374.1 | 11kV | 433 | 750 | Three Phase | Australia | 106066 | Approved | FALSE | 99.31 | 2022-04-03 |  | Class 2 | Oil Immersed | Available
Greenhouse and Energy Minimum Standards (Power Transformers) Determination 2012 | SCHNEIDER ELECTRIC | Australia | 11000 | MG750-11kV | MG750 | FALSE | AS 2374.1 | 11kV | 433 | 750 | Three Phase | Australia | 106066 | Approved | FALSE | 99.31 | 2022-04-03 |  | Class 2 | Oil Immersed | Available
Greenhouse and Energy Minimum Standards (Power Transformers) Determination 2012 | SCHNEIDER ELECTRIC | Australia | 11000 | MG750 | MG750 | FALSE | AS 2374.1 | 11kV | 433 | 750 | Three Phase | Australia | 106066 | Approved | FALSE | 99.31 | 2022-04-03 |  | Class 2 | Oil Immersed | Available
Greenhouse and Energy Minimum Standards (Power Transformers) Determination 2012 | GE | China | 433 | SCLB-2000/22 |  |  | AS 2374.1 | 22kV | 22000 | 2000 | Three Phase | Australia | 50595 | Expired | FALSE | 99.37 | 2015-04-14 |  | Class 6 | Dry Type | Unavailable
Greenhouse and Energy Minimum Standards (Power Transformers) Determination 2012 | TYREE | Australia | 22000 | 315M4J |  |  | AS 2374.1 | 22kV | 433 | 315 | Three Phase | Australia | 31799 | Expired | FALSE | 99.12 | 2013-04-08 |  | Class 2 | Oil Immersed | Unavailable | http://tyree.com.au/
Greenhouse and Energy Minimum Standards (Power Transformers) Determination 2012 | TYREE | Australia | 22000 | 315M4L |  |  | AS 2374.1 | 22kV | 433 | 315 | Three Phase | Australia | 31799 | Expired | FALSE | 99.12 | 2013-04-08 |  | Class 2 | Oil Immersed | Unavailable | http://tyree.com.au/
Greenhouse and Energy Minimum Standards (Power Transformers) Determination 2012 | TYREE | Australia | 22000 | 315M5J |  |  | AS 2374.1 | 22kV | 433 | 315 | Three Phase | Australia | 31799 | Expired | FALSE | 99.12 | 2013-04-08 |  | Class 2 | Oil Immersed | Unavailable | http://tyree.com.au/
Greenhouse and Energy Minimum Standards (Power Transformers) Determination 2012 | TYREE | Australia | 22000 | 315M5L |  |  | AS 2374.1 | 22kV | 433 | 315 | Three Phase | Australia | 31799 | Expired | FALSE | 99.12 | 2013-04-08 |  | Class 2 | Oil Immersed | Unavailable | http://tyree.com.au/
Greenhouse and Energy Minimum Standards (Power Transformers) Determination 2012 | TYREE | Australia | 22000 | 315M4LS |  |  | AS 2374.1 | 22kV | 433 | 315 | Three Phase | Australia | 31799 | Expired | FALSE | 99.12 | 2013-04-08 |  | Class 2 | Oil Immersed | Unavailable | http://tyree.com.au/
Greenhouse and Energy Minimum Standards (Power Transformers) Determination 2012 | TYREE | Australia | 22000 | 315M5LV |  |  | AS 2374.1 | 22kV | 433 | 315 | Three Phase | Australia | 31799 | Expired | FALSE | 99.12 | 2013-04-08 |  | Class 2 | Oil Immersed | Unavailable | http://tyree.com.au/
Greenhouse and Energy Minimum Standards (Power Transformers) Determination 2012 | Tesar | Italy | 11000 | 1500kVA Oil Type |  | FALSE | AS 2374.1 | 11kV | 400 | 1500 | Three Phase | Australia | 119705 | Approved | FALSE | 99.39 | 2024-05-16 |  | Class 2 | Oil Immersed | Available
Greenhouse and Energy Minimum Standards (Power Transformers) Determination 2012 | SCHNEIDER ELECTRIC | Australia | 22000 | MG300-22kV | MG300 | FALSE | AS 2374.1 | 22kV | 433 | 300 | Three Phase | Australia | 106246 | Approved | FALSE | 99.18 | 2022-04-03 |  | Class 2 | Oil Immersed | Available
Greenhouse and Energy Minimum Standards (Power Transformers) Determination 2012 | SCHNEIDER ELECTRIC | Australia | 22000 | MG300-11kV | MG300 | FALSE | AS 2374.1 | 22kV | 433 | 300 | Three Phase | Australia | 106246 | Approved | FALSE | 99.18 | 2022-04-03 |  | Class 2 | Oil Immersed | Available
Greenhouse and Energy Minimum Standards (Power Transformers) Determination 2012 | SCHNEIDER ELECTRIC | Australia | 22000 | MG300 | MG300 | FALSE | AS 2374.1 | 22kV | 433 | 300 | Three Phase | Australia | 106246 | Approved | FALSE | 99.18 | 2022-04-03 |  | Class 2 | Oil Immersed | Available
Greenhouse and Energy Minimum Standards (Power Transformers) Determination 2012 | SCHNEIDER ELECTRIC | Australia | 11000 | MG600-22kV | MG600 | TRUE | AS 2374.1 | 11kV | 433 | 600 | Three Phase | Australia | 106043 | Approved | FALSE | 99.29 | 2022-04-03 |  | Class 2 | Oil Immersed | Available
Greenhouse and Energy Minimum Standards (Power Transformers) Determination 2012 | SCHNEIDER ELECTRIC | Australia | 11000 | MG600-11kV | MG600 | TRUE | AS 2374.1 | 11kV | 433 | 600 | Three Phase | Australia | 106043 | Approved | FALSE | 99.29 | 2022-04-03 |  | Class 2 | Oil Immersed | Available
Greenhouse and Energy Minimum Standards (Power Transformers) Determination 2012 | SCHNEIDER ELECTRIC | Australia | 11000 | MG600 | MG600 | TRUE | AS 2374.1 | 11kV | 433 | 600 | Three Phase | Australia | 106043 | Approved | FALSE | 99.29 | 2022-04-03 |  | Class 2 | Oil Immersed | Available
Greenhouse and Energy Minimum Standards (Power Transformers) Determination 2012 | SCHNEIDER ELECTRIC | Australia | 11000 | MG1000-22kV | MG1000 | FALSE | AS 2374.1 | 11kV | 433 | 1000 | Three Phase | Australia | 105710 | Approved | FALSE | 99.37 | 2022-04-03 |  | Class 2 | Oil Immersed | Available
Greenhouse and Energy Minimum Standards (Power Transformers) Determination 2012 | SCHNEIDER ELECTRIC | Australia | 11000 | MG1000-11kV | MG1000 | FALSE | AS 2374.1 | 11kV | 433 | 1000 | Three Phase | Australia | 105710 | Approved | FALSE | 99.37 | 2022-04-03 |  | Class 2 | Oil Immersed | Available
Greenhouse and Energy Minimum Standards (Power Transformers) Determination 2012 | SCHNEIDER ELECTRIC | Australia | 11000 | MG1000 | MG1000 | FALSE | AS 2374.1 | 11kV | 433 | 1000 | Three Phase | Australia | 105710 | Approved | FALSE | 99.37 | 2022-04-03 |  | Class 2 | Oil Immersed | Available
Greenhouse and Energy Minimum Standards (Power Transformers) Determination 2012 | PLP Ultra Efficient Transformers | India | 22000 | 200kVA 3-ph 22kV | 200kVA | TRUE |  | 22kV | 433 | 200 | Three Phase | Australia,New Zealand | 63393 | Expired | FALSE | 99.33 | 2017-02-12 |  | Class 2 | Oil Immersed | Unavailable |  | http://www.preformed.com.au
Greenhouse and Energy Minimum Standards (Power Transformers) Determination 2012 | PLP Ultra Efficient Transformers | India | 22000 | 200kVA 3-ph 33kV | 200kVA | TRUE |  | 22kV | 433 | 200 | Three Phase | Australia,New Zealand | 63393 | Expired | FALSE | 99.33 | 2017-02-12 |  | Class 2 | Oil Immersed | Unavailable |  | http://www.preformed.com.au
Greenhouse and Energy Minimum Standards (Power Transformers) Determination 2012 | PLP Ultra Efficient Transformers | India | 22000 | 200kVA 3-ph dual-ratio | 200kVA | TRUE |  | 22kV | 433 | 200 | Three Phase | Australia,New Zealand | 63393 | Expired | FALSE | 99.33 | 2017-02-12 |  | Class 2 | Oil Immersed | Unavailable |  | http://www.preformed.com.au
Greenhouse and Energy Minimum Standards (Power Transformers) Determination 2012 | PLP Ultra Efficient Transformers | India | 22000 | 200kVA 3-ph special ratio | 200kVA | TRUE |  | 22kV | 433 | 200 | Three Phase | Australia,New Zealand | 63393 | Expired | FALSE | 99.33 | 2017-02-12 |  | Class 2 | Oil Immersed | Unavailable |  | http://www.preformed.com.au
Greenhouse and Energy Minimum Standards (Power Transformers) Determination 2012 | PLP Ultra Efficient Transformers | India | 22000 | 200kVA | 200kVA | TRUE |  | 22kV | 433 | 200 | Three Phase | Australia,New Zealand | 63393 | Expired | FALSE | 99.33 | 2017-02-12 |  | Class 2 | Oil Immersed | Unavailable |  | http://www.preformed.com.au
Greenhouse and Energy Minimum Standards (Power Transformers) Determination 2012 | Sunten | China | 22000 | SSD21100112-1 |  | TRUE | AS 2374.1 | 22kV | 433 | 1500 | Three Phase | Australia | 63847 | Expired | FALSE | 99.19 | 2017-04-03 |  | Class 6 | Dry Type | Unavailable | http://www.sunten.com.cn/ | http://www.sunten.com.cn/
Greenhouse and Energy Minimum Standards (Power Transformers) Determination 2012 | SCHNEIDER ELECTRIC | Australia | 11000 | MG1000 | MG1000 | FALSE | AS 2374.1 | 11kV | 433 | 1000 | Three Phase | Australia | 63876 | Archived | FALSE | 99.37 | 2017-04-03 |  | Class 2 | Oil Immersed | Unavailable
Greenhouse and Energy Minimum Standards (Power Transformers) Determination 2012 | SCHNEIDER ELECTRIC | Australia | 11000 | MG1000 | MG1000 | FALSE | AS 2374.1 | 11kV | 433 | 1000 | Three Phase | Australia | 63876 | Archived | FALSE | 99.37 | 2017-04-03 |  | Class 2 | Oil Immersed | Unavailable
Greenhouse and Energy Minimum Standards (Power Transformers) Determination 2012 | TYREE | Australia | 11000 | 500AA4** | 500AA4** | FALSE | AS 2374.1 | 11kV | 433 | 500 | Three Phase | Australia,Fiji,New Zealand | 106872 | Approved | FALSE | 99.31 | 2022-05-05 |  | Class 2 | Oil Immersed | Available | http://tyree.com.au/ | http://www.tyree.com.au
Greenhouse and Energy Minimum Standards (Power Transformers) Determination 2012 | TYREE | Australia | 11000 | 500AA4JAI-C | 500AA4** | FALSE | AS 2374.1 | 11kV | 433 | 500 | Three Phase | Australia,Fiji,New Zealand | 106872 | Approved | FALSE | 99.31 | 2022-05-05 |  | Class 2 | Oil Immersed | Available | http://tyree.com.au/ | http://www.tyree.com.au
Greenhouse and Energy Minimum Standards (Power Transformers) Determination 2012 | TYREE | Australia | 11000 | 500AA4 | 500AA4** | FALSE | AS 2374.1 | 11kV | 433 | 500 | Three Phase | Australia,Fiji,New Zealand | 106872 | Approved | FALSE | 99.31 | 2022-05-05 |  | Class 2 | Oil Immersed | Available | http://tyree.com.au/ | http://www.tyree.com.au
Greenhouse and Energy Minimum Standards (Power Transformers) Determination 2012 | SCHNEIDER ELECTRIC | Australia | 11000 | MG600 | MG600 | TRUE | AS 2374.1 | 11kV | 433 | 600 | Three Phase | Australia | 63885 | Archived | FALSE | 99.29 | 2017-04-03 |  | Class 2 | Oil Immersed | Unavailable
Greenhouse and Energy Minimum Standards (Power Transformers) Determination 2012 | SCHNEIDER ELECTRIC | Australia | 11000 | MG600 | MG600 | TRUE | AS 2374.1 | 11kV | 433 | 600 | Three Phase | Australia | 63885 | Archived | FALSE | 99.29 | 2017-04-03 |  | Class 2 | Oil Immersed | Unavailable
Greenhouse and Energy Minimum Standards (Power Transformers) Determination 2012 | SCHNEIDER ELECTRIC | Australia | 11000 | MG1250 | MG1250 | FALSE | AS 2374.1 | 11kV | 433 | 1250 | Three Phase | Australia | 64076 | Archived | FALSE | 99.43 | 2017-04-03 |  | Class 2 | Oil Immersed | Unavailable
Greenhouse and Energy Minimum Standards (Power Transformers) Determination 2012 | SCHNEIDER ELECTRIC | Australia | 11000 | MG1250 | MG1250 | FALSE | AS 2374.1 | 11kV | 433 | 1250 | Three Phase | Australia | 64076 | Archived | FALSE | 99.43 | 2017-04-03 |  | Class 2 | Oil Immersed | Unavailable
Greenhouse and Energy Minimum Standards (Power Transformers) Determination 2012 | TYREE | Australia | 11000 | 16kVA 1ph | 16kVA 1ph | FALSE | AS 2374.1 | 11kV | 500 | 16 | Single Phase | Australia | 64315 | Expired | FALSE | 98.58 | 2017-05-02 |  | Class 1 | Oil Immersed | Unavailable | http://tyree.com.au/ | http://www.tyree.com.au
Greenhouse and Energy Minimum Standards (Power Transformers) Determination 2012 | TYREE | Australia | 11000 | 16M1 | 16kVA 1ph | FALSE | AS 2374.1 | 11kV | 500 | 16 | Single Phase | Australia | 64315 | Expired | FALSE | 98.58 | 2017-05-02 |  | Class 1 | Oil Immersed | Unavailable | http://tyree.com.au/ | http://www.tyree.com.au
Greenhouse and Energy Minimum Standards (Power Transformers) Determination 2012 | TYREE | Australia | 11000 | 16M2 | 16kVA 1ph | FALSE | AS 2374.1 | 11kV | 500 | 16 | Single Phase | Australia | 64315 | Expired | FALSE | 98.58 | 2017-05-02 |  | Class 1 | Oil Immersed | Unavailable | http://tyree.com.au/ | http://www.tyree.com.au
Greenhouse and Energy Minimum Standards (Power Transformers) Determination 2012 | TYREE | Australia | 11000 | 16M7 | 16kVA 1ph | FALSE | AS 2374.1 | 11kV | 500 | 16 | Single Phase | Australia | 64315 | Expired | FALSE | 98.58 | 2017-05-02 |  | Class 1 | Oil Immersed | Unavailable | http://tyree.com.au/ | http://www.tyree.com.au
Greenhouse and Energy Minimum Standards (Power Transformers) Determination 2012 | TYREE | Australia | 11000 | 16M8 | 16kVA 1ph | FALSE | AS 2374.1 | 11kV | 500 | 16 | Single Phase | Australia | 64315 | Expired | FALSE | 98.58 | 2017-05-02 |  | Class 1 | Oil Immersed | Unavailable | http://tyree.com.au/ | http://www.tyree.com.au
Greenhouse and Energy Minimum Standards (Power Transformers) Determination 2012 | TYREE | Australia | 11000 | 1250kVA 3ph | 1250kVA 3ph | FALSE | AS 2374.1 | 11kV | 433 | 1250 | Three Phase | Australia | 64396 | Expired | FALSE | 99.33 | 2017-05-02 |  | Class 2 | Oil Immersed | Unavailable | http://tyree.com.au/ | http://www.tyree.com.au
Greenhouse and Energy Minimum Standards (Power Transformers) Determination 2012 | TYREE | Australia | 11000 | 1250kVA 3ph | 1250kVA 3ph | FALSE | AS 2374.1 | 11kV | 433 | 1250 | Three Phase | Australia | 64396 | Expired | FALSE | 99.33 | 2017-05-02 |  | Class 2 | Oil Immersed | Unavailable | http://tyree.com.au/ | http://www.tyree.com.au
Greenhouse and Energy Minimum Standards (Power Transformers) Determination 2012 | SCHNEIDER ELECTRIC | Australia | 11000 | MG750 | MG750 | FALSE | AS 2374.1 | 11kV | 433 | 750 | Three Phase | Australia | 63897 | Archived | FALSE | 99.31 | 2017-04-03 |  | Class 2 | Oil Immersed | Unavailable
Greenhouse and Energy Minimum Standards (Power Transformers) Determination 2012 | SCHNEIDER ELECTRIC | Australia | 11000 | MG750 | MG750 | FALSE | AS 2374.1 | 11kV | 433 | 750 | Three Phase | Australia | 63897 | Archived | FALSE | 99.31 | 2017-04-03 |  | Class 2 | Oil Immersed | Unavailable
Greenhouse and Energy Minimum Standards (Power Transformers) Determination 2012 | GE Wavecast | China | 11000 | Wavecast 1600/11 | Wavecast 1600/11 | TRUE | AS 2374.1 | 11kV | 433 | 1600 | Three Phase | Australia,Fiji,New Zealand | 121846 | Approved | FALSE | 99.36 | 2024-07-17 |  | Class 5 | Dry Type | Available |  | https://anz.geindustrial.com/products/transformers/wavecast-dry-type-transformers
Greenhouse and Energy Minimum Standards (Power Transformers) Determination 2012 | GE Wavecast | China | 11000 | SCLB-1600/11 | Wavecast 1600/11 | TRUE | AS 2374.1 | 11kV | 433 | 1600 | Three Phase | Australia,Fiji,New Zealand | 121846 | Approved | FALSE | 99.36 | 2024-07-17 |  | Class 5 | Dry Type | Available |  | https://anz.geindustrial.com/products/transformers/wavecast-dry-type-transformers
Greenhouse and Energy Minimum Standards (Power Transformers) Determination 2012 | GE Wavecast | China | 11000 | SCB-1600/11 | Wavecast 1600/11 | TRUE | AS 2374.1 | 11kV | 433 | 1600 | Three Phase | Australia,Fiji,New Zealand | 121846 | Approved | FALSE | 99.36 | 2024-07-17 |  | Class 5 | Dry Type | Available |  | https://anz.geindustrial.com/products/transformers/wavecast-dry-type-transformers
Greenhouse and Energy Minimum Standards (Power Transformers) Determination 2012 | Toshiba | Taiwan | 11000 | MCT | MCT | TRUE | AS 2374.1 | 11kV | 415 | 2500 | Three Phase | Australia | 87570 | Expired | FALSE | 99.35 | 2020-02-05 |  | Class 5 | Dry Type | Unavailable | http://www.tatung.com/en/ | http://www.toshiba.com.au/
Greenhouse and Energy Minimum Standards (Power Transformers) Determination 2012 | Toshiba | Taiwan | 11000 | MCT | MCT | TRUE | AS 2374.1 | 11kV | 415 | 2500 | Three Phase | Australia | 87570 | Expired | FALSE | 99.35 | 2020-02-05 |  | Class 5 | Dry Type | Unavailable | http://www.tatung.com/en/ | http://www.toshiba.com.au/
Greenhouse and Energy Minimum Standards (Power Transformers) Determination 2012 | CCT | Thailand | 11000 | 123521-21 (750kVA 11-0.433kV ONAN) |  | FALSE | AS 2374.1 | 11kV | 433 | 750 | Three Phase | Australia | 124310 | Approved | FALSE | 99.38 | 2024-10-04 |  | Class 2 | Oil Immersed | Available |  | http://Charoenchai Transformers
Greenhouse and Energy Minimum Standards (Power Transformers) Determination 2012 | GE Wavecast | China | 433 | SCLB-2500/11 |  |  | AS 2374.1 | 11kV | 11000 | 2500 | Three Phase | Australia | 44045 | Expired | FALSE | 99.38 | 2014-07-23 |  | Class 5 | Dry Type | Unavailable |  | https://anz.geindustrial.com/products/transformers/wavecast-dry-type-transformers
Greenhouse and Energy Minimum Standards (Power Transformers) Determination 2012 | WILSON | Australia | 11000 | 500 kva |  |  | AS 2374.1 | 11kV | 433 | 500 | Three Phase | Australia,New Zealand | 56987 | Archived | FALSE | 99.3 | 2016-04-17 |  | Class 2 | Oil Immersed | Unavailable | http://www.wtc.com.au/ | http://www.wtc.com.au
Greenhouse and Energy Minimum Standards (Power Transformers) Determination 2012 | TYREE | Australia | 11000 | 1500kVA 3ph |  |  | AS 2374.1 | 11kV | 433 | 1500 | Three Phase | Australia | 40924 | Expired | FALSE | 99.35 | 2013-12-16 |  | Class 2 | Oil Immersed | Unavailable | http://tyree.com.au/ | http://www.tyree.com.au
Greenhouse and Energy Minimum Standards (Power Transformers) Determination 2012 | TYREE | Australia | 11000 | 400M4J |  |  | AS 2374.1 | 11kV | 433 | 400 | Three Phase | Australia | 31800 | Expired | FALSE | 99.25 | 2013-04-08 |  | Class 2 | Oil Immersed | Unavailable | http://tyree.com.au/
Greenhouse and Energy Minimum Standards (Power Transformers) Determination 2012 | TYREE | Australia | 11000 | 400M4JI |  |  | AS 2374.1 | 11kV | 433 | 400 | Three Phase | Australia | 31800 | Expired | FALSE | 99.25 | 2013-04-08 |  | Class 2 | Oil Immersed | Unavailable | http://tyree.com.au/
Greenhouse and Energy Minimum Standards (Power Transformers) Determination 2012 | TYREE | Australia | 11000 | 400M4L |  |  | AS 2374.1 | 11kV | 433 | 400 | Three Phase | Australia | 31800 | Expired | FALSE | 99.25 | 2013-04-08 |  | Class 2 | Oil Immersed | Unavailable | http://tyree.com.au/
Greenhouse and Energy Minimum Standards (Power Transformers) Determination 2012 | TYREE | Australia | 11000 | 400M4JI-B |  |  | AS 2374.1 | 11kV | 433 | 400 | Three Phase | Australia | 31800 | Expired | FALSE | 99.25 | 2013-04-08 |  | Class 2 | Oil Immersed | Unavailable | http://tyree.com.au/
Greenhouse and Energy Minimum Standards (Power Transformers) Determination 2012 | TYREE | Australia | 11000 | 400M4J-B |  |  | AS 2374.1 | 11kV | 433 | 400 | Three Phase | Australia | 31800 | Expired | FALSE | 99.25 | 2013-04-08 |  | Class 2 | Oil Immersed | Unavailable | http://tyree.com.au/
Greenhouse and Energy Minimum Standards (Power Transformers) Determination 2012 | GE Wavecast | China | 11000 | SCB 2000/11 |  | TRUE | AS 2374.1 | 11kV | 400 | 2000 | Three Phase | Australia | 61598 | Expired | FALSE | 99.37 | 2017-01-22 |  | Class 5 | Dry Type | Unavailable |  | https://anz.geindustrial.com/products/transformers/wavecast-dry-type-transformers
Greenhouse and Energy Minimum Standards (Power Transformers) Determination 2012 | GE | China | 11 | SCLB-1400/11 |  |  | AS 2374.1 | 11kV | 415 | 1400 | Three Phase | Australia,Fiji,New Zealand | 40857 | Expired | FALSE | 99.37 | 2013-12-09 |  | Class 5 | Dry Type | Unavailable
Greenhouse and Energy Minimum Standards (Power Transformers) Determination 2012 | GE | China | 11 | SCLB-1000/11 |  |  | AS 2374.1 | 11kV | 415 | 1000 | Three Phase | Australia,Fiji,New Zealand | 40746 | Expired | FALSE | 99.29 | 2013-12-09 |  | Class 5 | Dry Type | Unavailable
Greenhouse and Energy Minimum Standards (Power Transformers) Determination 2012 | TYREE | Australia | 11000 | 1000kVA 3ph |  |  | AS 2374.1 | 11kV | 433 | 1000 | Three Phase | Australia | 39160 | Expired | FALSE | 99.29 | 2013-08-27 |  | Class 2 | Oil Immersed | Unavailable | http://tyree.com.au/
Greenhouse and Energy Minimum Standards (Power Transformers) Determination 2012 | TYREE | Australia | 11000 | 2000kVA 3ph |  |  | AS 2374.1 | 11kV | 433 | 2000 | Three Phase | Australia | 39161 | Expired | FALSE | 99.4 | 2013-08-27 |  | Class 2 | Oil Immersed | Unavailable | http://tyree.com.au/
Greenhouse and Energy Minimum Standards (Power Transformers) Determination 2012 | SCHNEIDER ELECTRIC | Australia | 11000 | MG315 | MG315 | FALSE | AS 2374.1 | 11kV | 433 | 315 | Three Phase | Australia | 64071 | Archived | FALSE | 99.09 | 2017-04-03 |  | Class 2 | Oil Immersed | Unavailable
Greenhouse and Energy Minimum Standards (Power Transformers) Determination 2012 | SCHNEIDER ELECTRIC | Australia | 11000 | MG315 | MG315 | FALSE | AS 2374.1 | 11kV | 433 | 315 | Three Phase | Australia | 64071 | Archived | FALSE | 99.09 | 2017-04-03 |  | Class 2 | Oil Immersed | Unavailable
Greenhouse and Energy Minimum Standards (Power Transformers) Determination 2012 | HC Trans | South Korea | 11000 | MP2500 |  | FALSE | AS 2374.1 | 11kV | 433 | 2500 | Three Phase | Australia | 110210 | Approved | FALSE | 99.43 | 2022-09-29 |  | Class 2 | Oil Immersed | Available | http://www.hctr.co.kr/ | http://www.hctr.co.kr/
Greenhouse and Energy Minimum Standards (Power Transformers) Determination 2012 | TYREE | Australia | 11000 | 2500kVA 3ph |  |  | AS 2374.1 | 11kV | 433 | 2500 | Three Phase | Australia | 45349 | Expired | FALSE | 99.4 | 2015-02-04 |  | Class 2 | Oil Immersed | Unavailable | http://tyree.com.au/ | http://www.tyree.com.au
Greenhouse and Energy Minimum Standards (Power Transformers) Determination 2012 | GE Wavecast | China | 433 | ZSCB-1600/11 |  |  | AS 2374.1 | 11kV | 11000 | 1600 | Three Phase | Australia | 45802 | Expired | FALSE | 99.41 | 2014-09-02 |  | Class 5 | Dry Type | Unavailable |  | https://anz.geindustrial.com/products/transformers/wavecast-dry-type-transformers
Greenhouse and Energy Minimum Standards (Power Transformers) Determination 2012 | CCT | Thailand | 11000 | 123509-11 (100kVA 11-0.415kV) |  | TRUE | AS 2374.1 | 11kV | 415 | 100 | Three Phase | Australia | 64090 | Approved | FALSE | 99 | 2022-11-17 |  | Class 2 | Oil Immersed | Available |  | http://Charoenchai Transformers
Greenhouse and Energy Minimum Standards (Power Transformers) Determination 2012 | CCT | Thailand | 11000 | 123528-37 (2500kVA 11-0.42kV) |  | FALSE | AS 2374.1 | 11kV | 420 | 2500 | Three Phase | Australia,New Zealand | 69800 | Approved | FALSE | 99.4 | 2023-01-22 |  | Class 2 | Oil Immersed | Available |  | http://Charoenchai Transformers
Greenhouse and Energy Minimum Standards (Power Transformers) Determination 2012 | TYREE | Australia | 22000 | 63M4J |  |  | AS 2374.1 | 22kV | 433 | 63 | Three Phase | Australia | 31796 | Expired | FALSE | 98.64 | 2013-04-08 |  | Class 2 | Oil Immersed | Unavailable | http://tyree.com.au/
Greenhouse and Energy Minimum Standards (Power Transformers) Determination 2012 | TYREE | Australia | 22000 | 63M5J |  |  | AS 2374.1 | 22kV | 433 | 63 | Three Phase | Australia | 31796 | Expired | FALSE | 98.64 | 2013-04-08 |  | Class 2 | Oil Immersed | Unavailable | http://tyree.com.au/
Greenhouse and Energy Minimum Standards (Power Transformers) Determination 2012 | TYREE | Australia | 11000 | 100M4J |  |  | AS 2374.1 | 11kV | 433 | 100 | Three Phase | Australia | 31797 | Expired | FALSE | 98.78 | 2013-04-05 |  | Class 2 | Oil Immersed | Unavailable | http://tyree.com.au/
Greenhouse and Energy Minimum Standards (Power Transformers) Determination 2012 | TYREE | Australia | 11000 | 100M4L |  |  | AS 2374.1 | 11kV | 433 | 100 | Three Phase | Australia | 31797 | Expired | FALSE | 98.78 | 2013-04-05 |  | Class 2 | Oil Immersed | Unavailable | http://tyree.com.au/
Greenhouse and Energy Minimum Standards (Power Transformers) Determination 2012 | TYREE | Australia | 11000 | 100M4LS |  |  | AS 2374.1 | 11kV | 433 | 100 | Three Phase | Australia | 31797 | Expired | FALSE | 98.78 | 2013-04-05 |  | Class 2 | Oil Immersed | Unavailable | http://tyree.com.au/
Greenhouse and Energy Minimum Standards (Power Transformers) Determination 2012 | TYREE | Australia | 11000 | 100M4JI |  |  | AS 2374.1 | 11kV | 433 | 100 | Three Phase | Australia | 31797 | Expired | FALSE | 98.78 | 2013-04-05 |  | Class 2 | Oil Immersed | Unavailable | http://tyree.com.au/
Greenhouse and Energy Minimum Standards (Power Transformers) Determination 2012 | TYREE | Australia | 11000 | 100M5J |  |  | AS 2374.1 | 11kV | 433 | 100 | Three Phase | Australia | 31797 | Expired | FALSE | 98.78 | 2013-04-05 |  | Class 2 | Oil Immersed | Unavailable | http://tyree.com.au/
Greenhouse and Energy Minimum Standards (Power Transformers) Determination 2012 | TYREE | Australia | 11000 | 100M5L |  |  | AS 2374.1 | 11kV | 433 | 100 | Three Phase | Australia | 31797 | Expired | FALSE | 98.78 | 2013-04-05 |  | Class 2 | Oil Immersed | Unavailable | http://tyree.com.au/
Greenhouse and Energy Minimum Standards (Power Transformers) Determination 2012 | TYREE | Australia | 11000 | 200M4J |  |  | AS 2374.1 | 11kV | 433 | 200 | Three Phase | Australia | 31798 | Expired | FALSE | 98.99 | 2013-04-08 |  | Class 2 | Oil Immersed | Unavailable | http://tyree.com.au/
Greenhouse and Energy Minimum Standards (Power Transformers) Determination 2012 | TYREE | Australia | 11000 | 200M4L |  |  | AS 2374.1 | 11kV | 433 | 200 | Three Phase | Australia | 31798 | Expired | FALSE | 98.99 | 2013-04-08 |  | Class 2 | Oil Immersed | Unavailable | http://tyree.com.au/
Greenhouse and Energy Minimum Standards (Power Transformers) Determination 2012 | TYREE | Australia | 11000 | 200M5J |  |  | AS 2374.1 | 11kV | 433 | 200 | Three Phase | Australia | 31798 | Expired | FALSE | 98.99 | 2013-04-08 |  | Class 2 | Oil Immersed | Unavailable | http://tyree.com.au/
Greenhouse and Energy Minimum Standards (Power Transformers) Determination 2012 | TYREE | Australia | 11000 | 200M5L |  |  | AS 2374.1 | 11kV | 433 | 200 | Three Phase | Australia | 31798 | Expired | FALSE | 98.99 | 2013-04-08 |  | Class 2 | Oil Immersed | Unavailable | http://tyree.com.au/
Greenhouse and Energy Minimum Standards (Power Transformers) Determination 2012 | TYREE | Australia | 11000 | 200M4LS |  |  | AS 2374.1 | 11kV | 433 | 200 | Three Phase | Australia | 31798 | Expired | FALSE | 98.99 | 2013-04-08 |  | Class 2 | Oil Immersed | Unavailable | http://tyree.com.au/
Greenhouse and Energy Minimum Standards (Power Transformers) Determination 2012 | TYREE | Australia | 11000 | 200M4R-B |  |  | AS 2374.1 | 11kV | 433 | 200 | Three Phase | Australia | 31798 | Expired | FALSE | 98.99 | 2013-04-08 |  | Class 2 | Oil Immersed | Unavailable | http://tyree.com.au/
Greenhouse and Energy Minimum Standards (Power Transformers) Determination 2012 | SCHNEIDER ELECTRIC | Australia | 11000 | MG2500 | MG2500 | FALSE | AS 2374.1 | 11kV | 433 | 2500 | Three Phase | Australia | 63894 | Archived | FALSE | 99.5 | 2017-04-03 |  | Class 2 | Oil Immersed | Unavailable
Greenhouse and Energy Minimum Standards (Power Transformers) Determination 2012 | SCHNEIDER ELECTRIC | Australia | 11000 | MG2500 | MG2500 | FALSE | AS 2374.1 | 11kV | 433 | 2500 | Three Phase | Australia | 63894 | Archived | FALSE | 99.5 | 2017-04-03 |  | Class 2 | Oil Immersed | Unavailable
Greenhouse and Energy Minimum Standards (Power Transformers) Determination 2012 | SCHNEIDER ELECTRIC | Australia | 11000 | MG1500 | MG1500 | FALSE | AS 2374.1 | 11kV | 433 | 1500 | Three Phase | Australia | 63890 | Archived | FALSE | 99.41 | 2017-04-03 |  | Class 2 | Oil Immersed | Unavailable
Greenhouse and Energy Minimum Standards (Power Transformers) Determination 2012 | SCHNEIDER ELECTRIC | Australia | 11000 | MG1500 | MG1500 | FALSE | AS 2374.1 | 11kV | 433 | 1500 | Three Phase | Australia | 63890 | Archived | FALSE | 99.41 | 2017-04-03 |  | Class 2 | Oil Immersed | Unavailable
Greenhouse and Energy Minimum Standards (Power Transformers) Determination 2012 | SCHNEIDER ELECTRIC | Australia | 11000 | MG800 | MG800 | TRUE | AS 2374.1 | 11kV | 433 | 800 | Three Phase | Australia | 63881 | Archived | FALSE | 99.41 | 2017-04-03 |  | Class 2 | Oil Immersed | Unavailable
Greenhouse and Energy Minimum Standards (Power Transformers) Determination 2012 | SCHNEIDER ELECTRIC | Australia | 11000 | MG800 | MG800 | TRUE | AS 2374.1 | 11kV | 433 | 800 | Three Phase | Australia | 63881 | Archived | FALSE | 99.41 | 2017-04-03 |  | Class 2 | Oil Immersed | Unavailable
Greenhouse and Energy Minimum Standards (Power Transformers) Determination 2012 | SCHNEIDER ELECTRIC | Australia | 11000 | MG500 | MG500 | FALSE | AS 2374.1 | 11kV | 415 | 500 | Three Phase | Australia | 63896 | Archived | FALSE | 99.23 | 2017-04-03 |  | Class 2 | Oil Immersed | Unavailable
Greenhouse and Energy Minimum Standards (Power Transformers) Determination 2012 | SCHNEIDER ELECTRIC | Australia | 11000 | MG500 | MG500 | FALSE | AS 2374.1 | 11kV | 415 | 500 | Three Phase | Australia | 63896 | Archived | FALSE | 99.23 | 2017-04-03 |  | Class 2 | Oil Immersed | Unavailable
Greenhouse and Energy Minimum Standards (Power Transformers) Determination 2012 | ABB Power grids Korea. | South Korea | 11000 | 1LKR19000005577 |  | TRUE | AS 2374.1 | 11kV | 415 | 1500 | Three Phase | Australia | 127807 | Approved | FALSE | 99.269 | 2025-05-06 |  | Class 5 | Dry Type | Available
Greenhouse and Energy Minimum Standards (Power Transformers) Determination 2012 | Metro Power Company | China | 22000 | PE0180034-1 |  | TRUE | AS 2374.1 | 22kV | 415 | 1000 | Three Phase | Australia | 115226 | Approved | FALSE | 99.4 | 2023-06-27 |  | Class 6 | Dry Type | Available | http://www.metropower.com.au | http://www.metropower.com.au
Greenhouse and Energy Minimum Standards (Power Transformers) Determination 2012 | ABB | China | 11000 | S-M-2000/11 |  | FALSE |  | 11kV | 415 | 2000 | Three Phase | Australia | 120428 | Approved | FALSE | 99.407 | 2024-04-11 |  | Class 2 | Oil Immersed | Available
Greenhouse and Energy Minimum Standards (Power Transformers) Determination 2012 | CCT | Thailand | 11000 | 123525-22 (1500kVA 11-0.433kV KNAN) |  | FALSE | AS 2374.1 | 11kV | 433 | 1500 | Three Phase | Australia,New Zealand | 56524 | Approved | FALSE | 99.42 | 2023-03-05 |  | Class 2 | Oil Immersed | Available |  | http://Charoenchai Transformers
Greenhouse and Energy Minimum Standards (Power Transformers) Determination 2012 | HC Trans | South Korea | 22000 | P750 | P750 | FALSE | AS 2374.1 | 22kV | 433 | 750 | Three Phase | Australia,New Zealand | 81927 | Expired | FALSE | 99.21 | 2019-08-01 |  | Class 2 | Oil Immersed | Available | http://www.hctr.co.kr/ | http://www.hctr.co.kr/
Greenhouse and Energy Minimum Standards (Power Transformers) Determination 2012 | HC Trans | South Korea | 22000 | P750 | P750 | FALSE | AS 2374.1 | 22kV | 433 | 750 | Three Phase | Australia,New Zealand | 81927 | Expired | FALSE | 99.21 | 2019-08-01 |  | Class 2 | Oil Immersed | Available | http://www.hctr.co.kr/ | http://www.hctr.co.kr/
Greenhouse and Energy Minimum Standards (Power Transformers) Determination 2012 | Cast Resin Transformer | Germany | 22000 | 290305 | DTTH 160/20 | TRUE | AS 2374.1 | 22kV | 400 | 100 | Three Phase | Australia,New Zealand | 112309 | Approved | FALSE | 98.55 | 2023-02-05 |  | Class 6 | Dry Type | Available |  | https://www.sgb-smit.com/de/
Greenhouse and Energy Minimum Standards (Power Transformers) Determination 2012 | Cast Resin Transformer | Germany | 22000 | 290304 | DTTH 160/20 | TRUE | AS 2374.1 | 22kV | 400 | 100 | Three Phase | Australia,New Zealand | 112309 | Approved | FALSE | 98.55 | 2023-02-05 |  | Class 6 | Dry Type | Available |  | https://www.sgb-smit.com/de/
Greenhouse and Energy Minimum Standards (Power Transformers) Determination 2012 | Cast Resin Transformer | Germany | 22000 | DTTH 160/20 | DTTH 160/20 | TRUE | AS 2374.1 | 22kV | 400 | 100 | Three Phase | Australia,New Zealand | 112309 | Approved | FALSE | 98.55 | 2023-02-05 |  | Class 6 | Dry Type | Available |  | https://www.sgb-smit.com/de/
Greenhouse and Energy Minimum Standards (Power Transformers) Determination 2012 | Cast Resin Transformer | Germany | 11000 | 291265 |  | TRUE | AS 2374.1 | 11kV | 690 | 2500 | Three Phase | Australia | 114683 | Approved | FALSE | 99.34 | 2023-05-28 |  | Class 5 | Dry Type | Available |  | https://www.sgb-smit.com/de/
Greenhouse and Energy Minimum Standards (Power Transformers) Determination 2012 | GE Wavecast | China | 11000 | SCLB-1600/11 |  | TRUE | AS 2374.1 | 11kV | 433 | 1600 | Three Phase | Australia | 70857 | Expired | FALSE | 99.37 | 2018-05-02 |  | Class 5 | Dry Type | Unavailable |  | https://anz.geindustrial.com/products/transformers/wavecast-dry-type-transformers
Greenhouse and Energy Minimum Standards (Power Transformers) Determination 2012 | CCT | Thailand | 11000 | 123525-19 (1500kVA 11-0.433kV ONAN) |  | FALSE | AS 2374.1 | 11kV | 433 | 1500 | Three Phase | Australia,New Zealand | 56523 | Approved | FALSE | 99.42 | 2023-03-05 |  | Class 2 | Oil Immersed | Available |  | http://Charoenchai Transformers
Greenhouse and Energy Minimum Standards (Power Transformers) Determination 2012 | Cast Resin Transformer | Germany | 11000 | 291267 | DTTH 200/10 | TRUE | AS 2374.1 | 11kV | 415 | 200 | Three Phase | Australia,New Zealand | 114998 | Approved | FALSE | 98.82 | 2023-06-14 |  | Class 5 | Dry Type | Available |  | https://www.sgb-smit.com/de/
Greenhouse and Energy Minimum Standards (Power Transformers) Determination 2012 | Cast Resin Transformer | Germany | 11000 | 291266 | DTTH 200/10 | TRUE | AS 2374.1 | 11kV | 415 | 200 | Three Phase | Australia,New Zealand | 114998 | Approved | FALSE | 98.82 | 2023-06-14 |  | Class 5 | Dry Type | Available |  | https://www.sgb-smit.com/de/
Greenhouse and Energy Minimum Standards (Power Transformers) Determination 2012 | Cast Resin Transformer | Germany | 11000 | DTTH 200/10 | DTTH 200/10 | TRUE | AS 2374.1 | 11kV | 415 | 200 | Three Phase | Australia,New Zealand | 114998 | Approved | FALSE | 98.82 | 2023-06-14 |  | Class 5 | Dry Type | Available |  | https://www.sgb-smit.com/de/
Greenhouse and Energy Minimum Standards (Power Transformers) Determination 2012 | PLP Ultra Efficient Transformers | India | 22000 | 500kVA special ratio | 500kVA | TRUE |  | 22kV | 433 | 500 | Three Phase | Australia,New Zealand | 70758 | Expired | FALSE | 99.33 | 2018-02-26 |  | Class 2 | Oil Immersed | Unavailable |  | http://www.preformed.com.au
Greenhouse and Energy Minimum Standards (Power Transformers) Determination 2012 | PLP Ultra Efficient Transformers | India | 22000 | 500kVA dual ratio | 500kVA | TRUE |  | 22kV | 433 | 500 | Three Phase | Australia,New Zealand | 70758 | Expired | FALSE | 99.33 | 2018-02-26 |  | Class 2 | Oil Immersed | Unavailable |  | http://www.preformed.com.au
Greenhouse and Energy Minimum Standards (Power Transformers) Determination 2012 | PLP Ultra Efficient Transformers | India | 22000 | 500kVA 3-ph 11kV | 500kVA | TRUE |  | 22kV | 433 | 500 | Three Phase | Australia,New Zealand | 70758 | Expired | FALSE | 99.33 | 2018-02-26 |  | Class 2 | Oil Immersed | Unavailable |  | http://www.preformed.com.au
Greenhouse and Energy Minimum Standards (Power Transformers) Determination 2012 | PLP Ultra Efficient Transformers | India | 22000 | 500kVA 3-ph 22kV | 500kVA | TRUE |  | 22kV | 433 | 500 | Three Phase | Australia,New Zealand | 70758 | Expired | FALSE | 99.33 | 2018-02-26 |  | Class 2 | Oil Immersed | Unavailable |  | http://www.preformed.com.au
Greenhouse and Energy Minimum Standards (Power Transformers) Determination 2012 | PLP Ultra Efficient Transformers | India | 22000 | 500kVA | 500kVA | TRUE |  | 22kV | 433 | 500 | Three Phase | Australia,New Zealand | 70758 | Expired | FALSE | 99.33 | 2018-02-26 |  | Class 2 | Oil Immersed | Unavailable |  | http://www.preformed.com.au
Greenhouse and Energy Minimum Standards (Power Transformers) Determination 2012 | PLP Ultra Efficient Transformers | India | 22000 | 500kVA 3-ph 33kV | 500kVA | TRUE |  | 22kV | 433 | 500 | Three Phase | Australia,New Zealand | 70758 | Expired | FALSE | 99.33 | 2018-02-26 |  | Class 2 | Oil Immersed | Unavailable |  | http://www.preformed.com.au
Greenhouse and Energy Minimum Standards (Power Transformers) Determination 2012 | CCT | Thailand | 22000 | 123228-24 (2500kVA 22-6.9kV ONAN) |  | FALSE | AS 2374.1 | 22kV | 6900 | 2500 | Three Phase | Australia,New Zealand | 112586 | Approved | FALSE | 99.41 | 2023-03-05 |  | Class 2 | Oil Immersed | Available |  | http://Charoenchai Transformers
Greenhouse and Energy Minimum Standards (Power Transformers) Determination 2012 | CCT | Thailand | 22000 | 123519-17 (500kVA 22-0.433kV ONAN) |  | TRUE | AS 2374.1 | 22kV | 433 | 500 | Three Phase | Australia,New Zealand | 112585 | Approved | FALSE | 99.26 | 2023-02-25 |  | Class 2 | Oil Immersed | Available |  | http://Charoenchai Transformers
Greenhouse and Energy Minimum Standards (Power Transformers) Determination 2012 | PLP Ultra Efficient Transformers | India | 22000 | 315kVA 3-ph special ratio | 315kVA | TRUE |  | 22kV | 433 | 315 | Three Phase | Australia,New Zealand | 70757 | Expired | FALSE | 99.33 | 2018-03-06 |  | Class 2 | Oil Immersed | Unavailable |  | http://www.preformed.com.au
Greenhouse and Energy Minimum Standards (Power Transformers) Determination 2012 | PLP Ultra Efficient Transformers | India | 22000 | 315kVA 3-ph dual-ratio | 315kVA | TRUE |  | 22kV | 433 | 315 | Three Phase | Australia,New Zealand | 70757 | Expired | FALSE | 99.33 | 2018-03-06 |  | Class 2 | Oil Immersed | Unavailable |  | http://www.preformed.com.au
Greenhouse and Energy Minimum Standards (Power Transformers) Determination 2012 | PLP Ultra Efficient Transformers | India | 22000 | 315kVA 3-ph 33kV | 315kVA | TRUE |  | 22kV | 433 | 315 | Three Phase | Australia,New Zealand | 70757 | Expired | FALSE | 99.33 | 2018-03-06 |  | Class 2 | Oil Immersed | Unavailable |  | http://www.preformed.com.au
Greenhouse and Energy Minimum Standards (Power Transformers) Determination 2012 | PLP Ultra Efficient Transformers | India | 22000 | 315kVA 3-ph 22kV | 315kVA | TRUE |  | 22kV | 433 | 315 | Three Phase | Australia,New Zealand | 70757 | Expired | FALSE | 99.33 | 2018-03-06 |  | Class 2 | Oil Immersed | Unavailable |  | http://www.preformed.com.au
Greenhouse and Energy Minimum Standards (Power Transformers) Determination 2012 | PLP Ultra Efficient Transformers | India | 22000 | 315kVA 3-ph 11kV | 315kVA | TRUE |  | 22kV | 433 | 315 | Three Phase | Australia,New Zealand | 70757 | Expired | FALSE | 99.33 | 2018-03-06 |  | Class 2 | Oil Immersed | Unavailable |  | http://www.preformed.com.au
Greenhouse and Energy Minimum Standards (Power Transformers) Determination 2012 | PLP Ultra Efficient Transformers | India | 22000 | 315kVA | 315kVA | TRUE |  | 22kV | 433 | 315 | Three Phase | Australia,New Zealand | 70757 | Expired | FALSE | 99.33 | 2018-03-06 |  | Class 2 | Oil Immersed | Unavailable |  | http://www.preformed.com.au
Greenhouse and Energy Minimum Standards (Power Transformers) Determination 2012 | ABB | China | 11000 | SCB-1600/11 |  | TRUE | AS 2374.1 | 11kV | 415 | 1600 | Three Phase | Australia,Fiji,New Zealand | 125441 | Approved | FALSE | 99.38 | 2024-12-09 |  | Class 5 | Dry Type | Available | https://new.abb.com/cn/en/about/businesses/power-grids-division/shanghai-transformer | https://new.abb.com/cn/en/about/businesses/power-grids-division/shanghai-transformer
Greenhouse and Energy Minimum Standards (Power Transformers) Determination 2012 | SCHNEIDER ELECTRIC | Australia | 11000 | MG400 | MG400 | TRUE | AS 2374.1 | 11kV | 433 | 400 | Three Phase | Australia | 63888 | Archived | FALSE | 99.33 | 2017-04-03 |  | Class 2 | Oil Immersed | Unavailable
Greenhouse and Energy Minimum Standards (Power Transformers) Determination 2012 | SCHNEIDER ELECTRIC | Australia | 11000 | MG400 | MG400 | TRUE | AS 2374.1 | 11kV | 433 | 400 | Three Phase | Australia | 63888 | Archived | FALSE | 99.33 | 2017-04-03 |  | Class 2 | Oil Immersed | Unavailable
Greenhouse and Energy Minimum Standards (Power Transformers) Determination 2012 | GE Wavecast | China | 11000 | SCLB-1500/11 |  | TRUE | AS 2374.1 | 11kV | 433 | 1500 | Three Phase | Australia | 70660 | Expired | FALSE | 99.34 | 2018-04-05 |  | Class 5 | Dry Type | Unavailable |  | https://anz.geindustrial.com/products/transformers/wavecast-dry-type-transformers
Greenhouse and Energy Minimum Standards (Power Transformers) Determination 2012 | ABB | China | 11000 | S-M-1500/11 |  | FALSE |  | 11kV | 415 | 1500 | Three Phase | Australia | 120426 | Approved | FALSE | 99.4 | 2024-04-12 |  | Class 2 | Oil Immersed | Available
Greenhouse and Energy Minimum Standards (Power Transformers) Determination 2012 | SCHNEIDER ELECTRIC | Turkey | 11000 | SEE1600 |  | FALSE | AS 2374.1 | 11kV | 420 | 1600 | Three Phase | Australia | 71666 | Expired | FALSE | 99.36 | 2018-04-12 |  | Class 2 | Oil Immersed | Unavailable
Greenhouse and Energy Minimum Standards (Power Transformers) Determination 2012 | WILSON | Australia | 11000 | MEPS | MEPS | FALSE | AS 2374.1 | 11kV | 433 | 2000 | Three Phase | Australia,Fiji,New Zealand | 97791 | Approved | FALSE | 99.42 | 2021-04-17 |  | Class 2 | Oil Immersed | Available | http://www.wtc.com.au/ | http://www.wtc.com.au
Greenhouse and Energy Minimum Standards (Power Transformers) Determination 2012 | WILSON | Australia | 11000 | 2000 kva 22kv | MEPS | FALSE | AS 2374.1 | 11kV | 433 | 2000 | Three Phase | Australia,Fiji,New Zealand | 97791 | Approved | FALSE | 99.42 | 2021-04-17 |  | Class 2 | Oil Immersed | Available | http://www.wtc.com.au/ | http://www.wtc.com.au
Greenhouse and Energy Minimum Standards (Power Transformers) Determination 2012 | WILSON | Australia | 11000 | 2000 kva 11kv | MEPS | FALSE | AS 2374.1 | 11kV | 433 | 2000 | Three Phase | Australia,Fiji,New Zealand | 97791 | Approved | FALSE | 99.42 | 2021-04-17 |  | Class 2 | Oil Immersed | Available | http://www.wtc.com.au/ | http://www.wtc.com.au
Greenhouse and Energy Minimum Standards (Power Transformers) Determination 2012 | PLP Ultra Efficient Transformers | India | 11000 | 200kVA 3-ph 11kV |  | TRUE |  | 11kV | 433 | 200 | Three Phase | Australia,New Zealand | 80370 | Expired | FALSE | 99.33 | 2019-04-21 |  | Class 2 | Oil Immersed | Unavailable |  | http://www.preformed.com.au
Greenhouse and Energy Minimum Standards (Power Transformers) Determination 2012 | SCHNEIDER ELECTRIC | Australia | 11000 | MG500-22kV | MG500 | FALSE | AS 2374.1 | 11kV | 415 | 500 | Three Phase | Australia | 106064 | Approved | FALSE | 99.23 | 2022-04-03 |  | Class 2 | Oil Immersed | Available
Greenhouse and Energy Minimum Standards (Power Transformers) Determination 2012 | SCHNEIDER ELECTRIC | Australia | 11000 | MG500-11kV | MG500 | FALSE | AS 2374.1 | 11kV | 415 | 500 | Three Phase | Australia | 106064 | Approved | FALSE | 99.23 | 2022-04-03 |  | Class 2 | Oil Immersed | Available
Greenhouse and Energy Minimum Standards (Power Transformers) Determination 2012 | SCHNEIDER ELECTRIC | Australia | 11000 | MG500 | MG500 | FALSE | AS 2374.1 | 11kV | 415 | 500 | Three Phase | Australia | 106064 | Approved | FALSE | 99.23 | 2022-04-03 |  | Class 2 | Oil Immersed | Available
Greenhouse and Energy Minimum Standards (Power Transformers) Determination 2012 | SCHNEIDER ELECTRIC | Australia | 11000 | MG250-22kV | MG250 | FALSE | AS 2374.1 | 11kV | 415 | 250 | Three Phase | Australia | 106252 | Approved | FALSE | 99.13 | 2022-04-03 |  | Class 2 | Oil Immersed | Available
Greenhouse and Energy Minimum Standards (Power Transformers) Determination 2012 | SCHNEIDER ELECTRIC | Australia | 11000 | MG250-11kV | MG250 | FALSE | AS 2374.1 | 11kV | 415 | 250 | Three Phase | Australia | 106252 | Approved | FALSE | 99.13 | 2022-04-03 |  | Class 2 | Oil Immersed | Available
Greenhouse and Energy Minimum Standards (Power Transformers) Determination 2012 | SCHNEIDER ELECTRIC | Australia | 11000 | MG250 | MG250 | FALSE | AS 2374.1 | 11kV | 415 | 250 | Three Phase | Australia | 106252 | Approved | FALSE | 99.13 | 2022-04-03 |  | Class 2 | Oil Immersed | Available
Greenhouse and Energy Minimum Standards (Power Transformers) Determination 2012 | ABB | China | 11000 | S-M-2500/11 |  | FALSE |  | 11kV | 415 | 2500 | Three Phase | Australia | 120427 | Approved | FALSE | 99.4 | 2024-04-12 |  | Class 2 | Oil Immersed | Available
Greenhouse and Energy Minimum Standards (Power Transformers) Determination 2012 | Tesar | Italy | 11000 | 2000kVA Oil Type |  | FALSE | AS 2374.1 | 11kV | 400 | 2000 | Three Phase | Australia | 121685 | Approved | FALSE | 99.42 | 2024-05-21 |  | Class 2 | Oil Immersed | Available
Greenhouse and Energy Minimum Standards (Power Transformers) Determination 2012 | WEG | Brazil,South Africa,Mexico | 11000 | WTD1500kVA 3-ph 11kV |  | FALSE | AS 2374.1 | 11kV | 415 | 1500 | Three Phase | Australia,Fiji,New Zealand | 81990 | Expired | FALSE | 99.36 | 2019-07-17 |  | Class 2 | Oil Immersed | Unavailable | http://www.weg.net/ | http://www.weg.com.au
Greenhouse and Energy Minimum Standards (Power Transformers) Determination 2012 | CCT | Thailand | 11000 | 123519-46 (500kVA 11-0.433kV ONAN) |  | FALSE | AS 2374.1 | 11kV | 433 | 500 | Three Phase | Australia | 124311 | Approved | FALSE | 99.3 | 2024-10-15 |  | Class 2 | Oil Immersed | Available |  | http://Charoenchai Transformers
Greenhouse and Energy Minimum Standards (Power Transformers) Determination 2012 | CCT | Thailand | 11000 | 123525-57 (1500kVA 11-0.433kV ONAN) |  | FALSE | AS 2374.1 | 11kV | 433 | 1500 | Three Phase | Australia | 123264 | Approved | FALSE | 99.43 | 2024-08-06 |  | Class 2 | Oil Immersed | Available |  | http://Charoenchai Transformers
Greenhouse and Energy Minimum Standards (Power Transformers) Determination 2012 | CCT | Thailand | 22000 | 123224-59 (1250kVA 22-0.415kV KNAN) |  | TRUE | AS 2374.1 | 22kV | 415 | 1250 | Three Phase | Australia | 128903 | Approved | FALSE | 99.41 | 2025-05-14 |  | Class 2 | Oil Immersed | Available |  | http://Charoenchai Transformers
Greenhouse and Energy Minimum Standards (Power Transformers) Determination 2012 | CCT | Thailand | 11000 | 123521-12 (750kVA 11-0.433kV ONAN) |  | FALSE | AS 2374.1 | 11kV | 433 | 750 | Three Phase | Australia | 123263 | Approved | FALSE | 99.36 | 2024-08-06 |  | Class 2 | Oil Immersed | Available |  | http://Charoenchai Transformers
Greenhouse and Energy Minimum Standards (Power Transformers) Determination 2012 | CCT | Thailand | 11000 | 123523-97 (1000kVA 11-0.415kV KNAN) |  | TRUE | AS 2374.1 | 11kV | 415 | 1000 | Three Phase | Australia | 128105 | Approved | FALSE | 99.39 | 2025-04-03 |  | Class 2 | Oil Immersed | Available |  | http://Charoenchai Transformers
Greenhouse and Energy Minimum Standards (Power Transformers) Determination 2012 | CCT | Thailand | 11000 | 233523 (1000kVA 11-0.433kV KNAN) K4-Factor |  | TRUE | AS 2374.1 | 11kV | 433 | 1020 | Three Phase | Australia,Fiji | 128101 | Approved | FALSE | 99.4 | 2025-04-03 |  | Class 2 | Oil Immersed | Available |  | http://Charoenchai Transformers
Greenhouse and Energy Minimum Standards (Power Transformers) Determination 2012 | CCT | Thailand | 22000 | 123225-84 (1500kVA 22-0.433kV KNAN) |  | TRUE | AS 2374.1 | 22kV | 433 | 1500 | Three Phase | Australia | 128103 | Approved | FALSE | 99.44 | 2025-04-03 |  | Class 2 | Oil Immersed | Available |  | http://Charoenchai Transformers
Greenhouse and Energy Minimum Standards (Power Transformers) Determination 2012 | Cahors | China | 22000 | Enext 1500 | Enext 1500 | FALSE | AS 2374.1 | 22kV | 433 | 1500 | Three Phase | Australia | 132446 | Approved | FALSE | 99.39 | 2026-01-27 |  | Class 2 | Oil Immersed | Available | https://www.groupe-cahors.com/ | https://www.groupe-cahors.com/
Greenhouse and Energy Minimum Standards (Power Transformers) Determination 2012 | Cahors | China | 22000 | 1381 | Enext 1500 | FALSE | AS 2374.1 | 22kV | 433 | 1500 | Three Phase | Australia | 132446 | Approved | FALSE | 99.39 | 2026-01-27 |  | Class 2 | Oil Immersed | Available | https://www.groupe-cahors.com/ | https://www.groupe-cahors.com/
Greenhouse and Energy Minimum Standards (Power Transformers) Determination 2012 | Cahors | China | 22000 | 1681 | Enext 1500 | FALSE | AS 2374.1 | 22kV | 433 | 1500 | Three Phase | Australia | 132446 | Approved | FALSE | 99.39 | 2026-01-27 |  | Class 2 | Oil Immersed | Available | https://www.groupe-cahors.com/ | https://www.groupe-cahors.com/
Greenhouse and Energy Minimum Standards (Power Transformers) Determination 2012 | CCT | Thailand | 11000 | 122523-04 (1000kVA 11-0.433 ONAN) |  | TRUE | AS 2374.1 | 11kV | 433 | 1000 | Three Phase | Australia | 134814 | Approved | FALSE | 99.38 | 2025-12-15 |  | Class 2 | Oil Immersed | Available |  | http://Charoenchai Transformers